## By CRP Number
INSTRUCTIONS: Contractors are to review the list below, sorted by manufacturer and product name to identify their hazardous materials and adhere to the corresponding status. To search for a chemical using Adobe Reader or Professional, click on the edit tool and click on search. Type in the manufacuturer name and/or chemical name.
Contractor Hazardous Material Request
For hazardous material(s) not on this list, or with a restricted status, the contractor must: 1) Submit a Northrop Grumman Contractor Hazardous Material Request Form (K0-F038) with the most current material Safety Data Sheet (SDS) to the Northrop Grumman Facilities Project Engineer (FPE) for Environmental, Health and Safety (EHS) review. 2) Receive notification by the Northrop Grumman Facilities Project Engineer of the status prior to bringing any hazardous material on site. 3) The contractor is responsible for using materials in a manner consistent with the specified status/restrictions. 4) Ensure the SDS is readily available to the users at all times on the job. 5) Place the NG Supplier Hazardous Material label (blue/white sticker) on the container indicating the contractor name and the Chemical Review Process number (CRP#). Contractors not following the above requirements are subject to a project halt by a Northrop Grumman representative.
Unless otherwise noted, chemicals approved or approved with restrictions at Space Park are limited to a maximum of 100 pounds. Quantities in excess of 100 pounds will require resubmittal of Contractor Hazardous Material Request Form (K0-F038) and most current SDS for ESH review.
Contractors must comply with their Hazard Communication program, wear appropriate personal protective equipment (PPE) as specified in the SDS and use the product in an area with adequate ventilation (away from ventilation intakes if used outdoors) to control Northrop Grumman employees exposure. Questions? Call your FPE.
CRP/Review | Manufacturer and Product Name | Status and Restrictions and/or Requirements
302 | SHELL CHEMICAL S1111 ISOPROPYL ALCOHOL IPA | Approved for use at Space Park
351 | HENKEL LOCTITE 242 REMOVABLE THREADLOCKER BLUE | Approved for use at Space Park
352 | LINDE PRAXAIR P-4564 ARGON REFRIGERATED LIQUID | Approved for outdoor use. Restricted to 5 cf indoors due to oxygen displacement in a poorly ventilated area. Any other use must be submitted for review on a case by case basis.
417 | SUNSHINE 13000 SIMPLE GREEN ALL-PURPOSE CLEANER (COMMERCIAL) | Approved for use at Space Park. PD - United Pumping for trench cleaning
516 | AIR LIQUIDE OXYGEN USP AVIATORS BREATHING OXYGEN (ABO) | DENIED FOR USE AT SPACE PARK
555 | DDP DUPONT MOLYKOTE 111 COMPOUND LUBRICANT | Approved for use at Space Park.
589 | ADHESIVE VINYL WALL SHUR-STIK #111 | Approved for use at Space Park
693 | ABB INSTALLATION KOPR-SHIELD LUBRICANT | APPROVED FOR USE AT SPACE PARK SITE
1261 | RECTORSEAL NOKORODE REGULAR SOLDERING PASTE | Approved for outdoor use or indoor use with adequate fume capturing equipment. Ensure eye wash station is onsite.
1376 | CABOT CAB-O-SIL M-5 UNTREATED FUMED SILICA | Approved at Space Park.
1681 | BRULIN 301007 AQUAVANTAGE 815GD/FORMULA 815GD | Approved for use at Space Park.
1759 | IPS WELD-ON P-70 LOW VOC PRIMER PVC AND CPVC PLASTIC PIPE | Limited to 2 quarts stored outdoors and for exterior use only. Any other use must be reviewed on a case by case basis.
1815 | AIR LIQUIDE ACETYLENE | ANY USE MUST SUBMITTED FOR REVIEW ON A CASE BY CASE BASIS
1953 | RIVERSIDE CEMENT PORTLAND CEMENT | Approved for use when mixed outdoors at Space Park
2054 | AIRGAS 001040 NITROGEN GAS | Approved for use at Space Park.
2063 | AXSON WHITE PEROXIDE CREAM HARDENER 50% (DISCONTINUED) | ANY USE MUST BE SUBMITTED FOR REVIEW ON A CASE BY CASE BASIS
2073 | HENKEL LOCTITE EA 956 AERO ADHESIVE PART A/B 100:58 W | Approved for use at Space Park. Ensure eye wash and washing facility within 10 seconds of use.
2131 | CITGO MYSTIK JT-6 HI-TEMP GREASE NGLI NO 2 | Approve for use at Space Park.
2144 | SWAGELOK SNOOP LEAK DETECTOR | Approved for use at Space Park.
2152 | EXXON MOBIL MOBILGREASE 28 | APPROVED FOR SPACE PARK USE
2514 | CLOROXPRO PINE-SOL MULTI-SURFACE CLEANER1 - ORIGINAL PINE | Approved for use at Space Park
2564 | EW SMITH BIO BLU CLEANER AND DEGREASER | Approved for use at Space Park.
2745 | OWENS CORNING HEAVY DENSITY PIPE INSULATION (FIBERGLASS) | Extent of cutting will need to be submitted for review on a case by case basis.
3232 | DUPONT OUST XP HERBICIDE | Facilities - Landscape Space Park and El Segundo
3239 | ERGON ASPHALT SS-1H ASPHALT EMULSION | Restricted to outdoor use.
3256 | 3M FIRE BARRIER MOLDABLE PUTTY + PADS | Ensure eye wash in the area of work.
3261 | VISTA PAINT 8400 CAREFREE SEMI-GLOSS WHITE | Approved for use at Space Park.
3275 | 3M VIKING (TM) NEGATIVE DEVELOPER | ANY USE MUST SUBMITTED FOR REVIEW ON A CASE BY CASE BASIS
3297 | 3M 8850 DYNAMARK BRAND DEVELOPER | APPROVED FOR USE AT SPACE PARK
3308 | RELTON NEW RAPID TAP CUTTING FLUID | APPROVED FOR USE AT SPACE PARK
3363 | CYTEC BR 127 PRIMER | Any use must be reviewed on a case by case basis
3521 | WD-40 MULTI-USE LUBRICANT AEROSOL (50 STATE - INCLUDES CA) | Approved for use at Space Park
3525 | 3M PR-500 MOLDING RESIN | APPROVED FOR USE AT SPACE PARK
3560 | LINCOLN ELECTRIC INNERSHIELD NR-211-MP ELECTRODE | Restricted from welding indoors due to chronic toxicity of fumes. Any other use must be submitted for review on a case by case basis.
3618 | HENKEL 19269 LOCTITE SF 7649 PRIMER (LOCTITE PRIMER N) | Approved for outdoor use. Restricted to 1 gallon indoors due to extreme flammability
3620 | 3M 6064 OR 6065 SPRAY-MOUNT ARTIST ADHESIVE PSU | Approved with restrictions. 16 ounces indoors only.
3731 | FIVE STAR PRODUCTS GROUT | Approved for use at Space Park.
3737 | HONEYWELL GENETRON 22 CHLORODIFLUOROMETHANE | Approved for use at Space Park
3795 | IPS WELD-ON 505 KEY-TITE LOW VOC PIPE JOINT COMPOUND | Approved for use at Space Park.
3828 | MOMENTIVE RTV 106 SILICONE SEALANT RED | Approved for use at Space Park.
3868 | SPECTRUM A1020 ACETONE REAGENT ACS | Space Park Site - Restricted to one gallon at any time
3932 | IDEAL INDUSTRIES YELLOW 77 WIRE PULLING LUBRICANT | APPROVED FOR USE AT SPACE PARK
3954 | H.B. FULLER FOSTER 40-20 FUNGICIDAL PROTECTIVE COATING | Approved for use at Space Park.
3996 | HERCULES CHEMICAL 7375E HERCULES PROPOXY 20 | Approved for use at Space Park
4165 | RECKITT LYSOL DISINFECTANT SPRAY ALL SCENTS AEROSOL | Approved for use at Space Park.
4230 | LPS 40312 TAPMATIC #1 GOLD CUTTING FLUID AEROSOL | Approved for use at Space Park.
4284 | HAMILTON ALL PURPOSE JOINT COMPOUND | Approved for use at Space Park & Palmdale
4348 | SERVICEMASTER (ECCOLAB) WALLGLIDE PLUS AP CLEANER | Approved for use at Space Park.
4349 | SERVICEMASTER FLOORSTAR DUOCLENE | Approved for use at Space Park.
4358 | TRANE OIL00022 TRANE OIL 22 | Approved for use at Space Park.
4422 | DUPONT FREON 22 | Approved for use at Space Park.
4428 | LA-CO MARKAL SLIC-TITE PASTE WITH PTFE | APPROVED FOR USE AT SPACE PARK
4431 | LUCAS MILHAUPT HANDY FLUX TYPE B-1 (USE CRP 7407) | Approved for outdoor or indoors off hour use only. Any other use must be reviewed on a case by case basis.
4437 | PERGAN (WITCO) HIGH POINT 90 CATALYST | Approved for use at Space Park.
4522 | RECKITT BRASSO MULTIPURPOSE METAL POLISH | Approved for use at Space Park.
4577 | WM BARR KLEAN STRIP ACETONE | Approved for use at Space Park
4669 | AD-TECH GLUE STICK | ANY USE MUST SUBMITTED FOR REVIEW ON A CASE BY CASE BASIS
4682 | AMERICAN WELDING WELD WIRE MILD STEEL 646(ER70S-2) | ANY USE MUST SUBMITTED FOR REVIEW ON A CASE BY CASE BASIS
4683 | AMERICAN WELDING WELD WIRE SILICONE BRNZ THW-03SIB301 | Any use must be submitted on a case by case basis
4728 | AMERICAN SAFETY AS-550 ANTI-SLIP COATING BASE/CAT 14:1 W | Any use must be submitted for review on a case by case basis
4791 | FOSTER 802284PM 32-22 ENCAPSULANT | APPROVED FOR USE AT SPACE PARK.
4845 | JET-LUBE KOPR-KOTE LUBRICANT | Approved for use at Space Park.
4848 | HERCULES STAPUT PLUMBERS PUTTY | Approved for use at Space Park.
4850 | T CHRISTYS RED HOT BLUE GLUE PVC PLASTIC PIPE CEMENT LOW VOC | SP - Restricted to one quart indoors and ensure eye wash station in work area.
4899 | SIKA SIKAFLEX 221 POLYURETHANE ADHESIVE | Restricted to outdoor use only and away from ventilation intakes and roof openings. Any other use must be reviewed on a case by case basis.
4992 | TREMCO VULKEM 171 271171 817 PRIMER | ANY USE MUST BE SUBMITTED FOR REVIEW ON A CASE BY CASE BASIS.
5031 | DAP 18001/18002/18013 KWIK SEAL TUB AND TILE ADHESIVE CAULK | Approved for use at Space Park.
5210 | DUMOND PEEL AWAY 7 SOLVENT BASED PAINT REMOVER | Approved for use at Space Park.
5270 | FIBERLOCK FIBERSET PM | APPROVED FOR USE AT SPACE PARK
5271 | SENTINEL CHEMICAL 747 MASTIC REMOVER | Approved for use at Space Park.
5643 | AIRGAS 001001 ACETYLENE GAS | Space Park Site - ANY USE MUST SUBMITTED FOR REVIEW ON A CASE BY CASE BASIS
5895 | IDEAL INDUSTRIES NOALOX ANTI OXIDANT | APPROVED FOR CONTRACTOR USE USE AT SPACE PARK
5955 | DESIGN POLYMERICS DP 1020 DUCT SEALANT | APPROVED FOR USE AT SPACE PARK
6098 | ALCONOX LIQUINOX DETERGENT | Approved for use at Space Park.
6143 | ANCHOR ANCHORLUBE G-771 METALWORKING (USE CRP 3356) | Approved for use at Space Park
6165 | SHERWIN-WILLIAMS B66A50 DTM BONDING PRIMER OFF-WHITE | Approved for use at Space Park.
6356 | DUNN-EDWARDS W704 ACRI-FLAT | APPROVED FOR USE AT SPACE PARK
7194 | EASTMAN TURBO OIL 2389 AVIATION LUBRICANT | APPROVED FOR USE AT SPACE PARK
7417 | HARRIS STAY-SILV BRAZING FLUX | Approved for use at Space Park.
7564 | LA-CO MARKAL SLIC-TITE TEFLON THREAD SEALING COMPOUND | APPROVED FOR USE AT SPACE PARK
7825 | PPG 42-7 SPEEDHIDE INTERIOR LATEX FIRE RETARDANT PAINT | Approved for use at Space Park.
7876 | AA READY MIX CEMENT CONCRETE | Outdoor use or limited to 4 cubic yards indoors with adequate ventilation due to chronic toxicity. Ensure eyewash shower in location of work.
7879 | PROCTER AND GAMBLE COMET CLEANSER WITH POWER OF BLEACH | Approved for use at Space Park. An eye wash station must be within 10 seconds of use.
8083 | ADVANCED COMPOSITES ACG XLVR16 B DICARBOXYLIC ANHYDRIDE | ANY USE MUST SUBMITTED FOR REVIEW ON A CASE BY CASE BASIS
8290 | CASTROL 461640-US03 BRAYCOTE MICRONIC 601 EF LUBRICANT | Approved for use at Space Park.
8311 | HONEYWELL (ALLIED SIGNAL) GENETRON 404A (VIRGIN/BULK) | ANY USE MUST SUBMITTED FOR REVIEW ON A CASE BY CASE BASIS
8337 | AIRTECH GS-43MR VACUUM BAG SEALANT TAPE | Space Park Contractors
8343 | GRACE Z-01785 (Z-01444) MONOKOTE ACCELERATOR | Approved with restriction of an eye wash/shower station in the immediate area of work.
8413 | STABOND U-148A CONTACT ADHESIVE | Approved for use at Space Park
8424 | MACDERMID ENTHONE M-0-N INK BASE/CATALYST 20A BLACK 100:5 W | Approved for use at Space Park
8497 | CYTEC LTM16 PREIMPREGNATED EPOXY RESIN | ANY USE MUST SUBMITTED FOR REVIEW ON A CASE BY CASE BASIS
8508 | LINCOLN EXCALIBUR E7018 COVERED ELECTRODE | Restricted to outdoor use only. Any other use must be submitted for review on a case by case basis.
8539 | MAINTEX 1133 KWIKSTRIP FLOOR FINISH STRIPPER | Restricted 1:5 dilution requirement. Ensure eye wash is within 10 seconds of product use.
8548 | MAINTEX ACT SEALER | APPROVED FOR USE AT SPACE PARK
8550 | MAINTEX 1132 POLYSTRIP HEAVY DUTY FLOOR FINISH STRIPPER | Restricted to 1:5 dilution. Ensure eye wash station within 10 seconds of use.
8559 | MAINTEX 1130 LIME GO HEAVY DUTY LIME AND RUST REMOVER | Approved for use at Space Park contigent on eye wash station within 10 seconds of use of the product.
8566 | MAINTEX 1227 DECATHLON ACRYLIC POLYETHYLENE FLOOR FINISH | Approved for use for Space Park
8567 | MAINTEX 145404 CITRA-CIDE NEUTRAL DISINFECTANT CLEANER | Approve for use at Space Park.
8575 | MAINTEX 1410 FRESH AND CLEAN RESTROOM CLEANER | Approved for use at Space Park contigent on eye wash within 10 seconds of product use.
8617 | SERVICEMASTER FIBERFRESH ULTRACLEAN EXTRACTION CLEANER | Approved for use at Space Park
8712 | ECOLAB LIME-A-WAY (DELIMER) | Approved for Space Park - ensure eye wash or shower is in are of use.
8912 | NU-CALGON 4291 NU-BRITE COIL CLEANER | Approved for use at Space Park.
8944 | LINDE (PRAXAIR) P-4559 ACETYLENE | ANY USE MUST SUBMITTED FOR REVIEW ON A CASE BY CASE BASIS.
8996 | HERCULES CHEMICAL CLEAR CUTTING OIL | Approved for use at Space Park.
9003 | HENKEL LOCTITE 515 GASKET MAKER ADHESIVE | Approved for use at Space Park.
9013 | OLD WORLD (SAFE BRANDS) S101LSGP SIERRA ANTIFREEZE COOLANT | APPROVED FOR USE AT SPACE PARK.
9024 | AIRGAS 001013 CARBON DIOXIDE GAS | APPROVED FOR SPACE PARK USE
9025 | AIRGAS 001043 OXYGEN GAS | Space Park Site - Approve 10 cubic feet at any time. Ensure eyewash shower in area of use. Any other use must be submitted for review on a case by case basis.
9026 | AIRGAS 001188 NITROGEN REFRIGERATED LIQUID | Restricted on a case by case basis based on cyclinder size and room volume..
9060 | VICTOR EQUIPMENT MAPP GAS 0916-0009 | RESTRICTED TO ONE 16 OUNCE BOTTLE. ANY ONTHER USE WILL REQUIRE REVIEW ON A CASE BY CASE BASIS.
9061 | WISEMAN EVERFLUX WATER SOLUBLE SOLDERING FLUX | APPROVED FOR USE AT SPACE PARK.
9065 | CHEMOURS (DUPONT) FREON 123 (R-123) REFRIGERANT | Approved for use at Space Park
9080 | 3M SCOTCH-WELD EPOXY ADHESIVE EC-2216 GRAY B/A 5:7 W | Ensure eye wash station is in work area
9170 | PARKER TECKNIT 72-00002 SILVER FILLED SILICONE RTV | Approved for use at Space Park.
9266 | AMPEC WAXIE METAL-BRITE STAINLESS STEEL CLEANER | APPROVED FOR USE AT SPACE PARK
9800 | ADVANCED COMPOSITES HTM512 BMI TOOLING PREPREG | ANY USE MUST SUBMITTED FOR REVIEW ON A CASE BY CASE BASIS
9826 | HONEYWELL GENETRON MP-39 (R-401A) REFRIGERANT | ANY USE MUST SUBMITTED FOR REVIEW ON A CASE BY CASE BASIS
9874 | BAYER 79020090 DELTAGARD G INSECTICIDE GRANULES | Approved for use at Space Park
9877 | WELLMARK ZOECON GENTROL IGR CONCENTRATE | If product is used indoors it must be applied during off-hours.
9879 | AGREVO DRIONE INSECTICIDE | APPROVED FOR USE AT SPACE PARK
9883 | BAYER MAXFORCE FC SELECT INSECT ROACH KILLER BAIT GEL | Approved for use at Space Park
9979 | CHEVRON REGULAR UNLEADED GASOLINE | Approved for use at Space Park
10012 | AIRKEM PROFESSIONAL SCENTS-IT ODOR COUNTERACTANT DISCS | ANY USE MUST SUBMITTED FOR REVIEW ON A CASE BY CASE BASIS
10021 | HASA SODIUM HYPOCHLORITE 12.5% SOLUTION | Restricted to one container. Ensure eye wash/shower in the area of use. Reviewed on a case by case basis.
10029 | AQUA-SERV 2362 BOILER TREATMENT | Approved for use at Space Park.
10033 | OCCIDENTAL CHEMICAL OXYCHEM TOWERBROM 90 M TABLET MICROBIOCI | Approved for use at Space Park
10036 | ALL PURE GENERIC BLEACH 5.25% | Limited to 1 gallon indoors and outdoors given corrosivity. Ensure eye station and shower within 10 sec of work area. Any other use must be submitted on a case by case basis.
10275 | CTS RAPID SET EISENWALL CEMENT | Approved for for use Space Park.
10276 | SIKA SIKAFLEX 1A (ALL COLORS) POLYURETHANE SEALANT | Space Park Site - Restricted to outdoor use.
10277 | TREMCO VULKEM 116 POLYURETHANE SEALANT IN GRAY | Outdoor use only given respiratory sensitization. Indoor use approved by a case by case basis.
10291 | DESCO STATGUARD STATIC DISSIPATIVE FLOOR FINISH | Denied by Air Quality
10324 | DAP KWIK SEAL PLUS KITCHEN AND BATH SEALANT (ALL COLORS) | Approved for use at Space Park.
10449 | ALLIANT 072850 MONOGRAM LOW FOAM DELIMER | ANY USE MUST SUBMITTED FOR REVIEW ON A CASE BY CASE BASIS
10450 | ALLIANT 540179 WATER BASE STAINLESS STEEL CLEANER | APPROVED FOR USE AT SPACE PARK
10457 | RADNOR SG 4043 ALUMINUM TIG WELDING WIRE OR ROD (GTAW) | Approved for outdoor use if away from ventilation intakes. Restricted from welding indoors due to chronic toxicity of fumes. Any other use must be submitted for review on a case by case basis
10515 | ADVANTAGE CHEMICAL EPOXY 3 COMP PATCH/TUFF COTE HB 1:1 V | ANY USE MUST SUBMITTED FOR REVIEW ON A CASE BY CASE BASIS
10544 | DUMOND DCI-009 PEEL AWAY 1 PAINT STRIPPER | Approved for use at Space Park.
10575 | IDEAL NOALOX ANTIOXIDANT (USE CRP 5895) | Approved for use at Space Park and El Segundo
10649 | STABOND C 148B (X 2649B) FAST DRYING HIGH STRENGTH ADHESIVE | Approved for outdoor use. Restricted to 16 ounces indoors due to extreme flammability. Any other use must be submitted for review on a case by case basis.
10724 | ANDEREROL ROYAL LUBRICANTS ROYCO 868 LUBRICATING OIL | APPROVED FOR USE AT SPACE PARK
10755 | BOSTIK D-740 SERIES MULTI PURPOSE WALL COVER ADHESIVE | APPROVED FOR USE AT SPACE PARK
10756 | W.F. TAYLOR 2080 ENVIROTEC THE LEGEND DUAL PURPOSE ADHESIVE | Approved for use at Space Park.
10757 | WF TAYLOR 2033 ENVIROTEC CLEAR THIN SPREAD TILE ADHESIVE | Approved for use at Space Park.
10764 | W.F. TAYLOR 722 LATEX BASED FAST TAC PAD-HESIVE | Approved for use as Space Park.
10822 | IDEAL CLEAR GLIDE WIRE PULLING LUBRICANT (31 SERIES) | APPROVED FOR USE AT SPACE PARK
10831 | CYTEC (ADVANCED COMPOSITES) LTM317-1B PREPREG | Approved for use at Space Park
10832 | ADVANCED COMPOSITES LTM317/ZPREG317 PREPREG W/GLASS | Approved for use at Space Park
10833 | ADVANCED COMPOSITES VTM243/ZPREG243 PREPREG W/CARBON | ANY USE MUST SUBMITTED FOR REVIEW ON A CASE BY CASE BASIS
10834 | ADVANCED COMPOSITES VTM243/ZPREG243 PREPREG W/GLASS | Approved for use at Space Park
10835 | ADVANCED COMPOSITES VTM244/ZPREG244 PREPREG W/CARBON | Approved for use at Space Park
10836 | ADVANCED COMPOSITES VTM244/ZPREG244 PREPREG W/GLASS | Approved for use at Space Park
10837 | ADVANCED COMPOSITES VTS243 SYNTACTIC RESIN FILM | Approved for use at Space Park
10846 | ADVANCED COMPOSITES LTM317-1/ZPREG317-1 PREPREG W/CARBON | Approved for use at Space Park
10847 | ADVANCED COMPOSITES LTM317-1/ZPREG317-1 PREPREG W/GLASS | Approved for use at Space Park
10984 | ADTECH PLASTIC EL-315IHL RESIN/HARDENER 100:25 W | APPROVED FOR USE AT SPACE PARK - Ensure eye wash and shower within 10 seconds of use as capable of causing irreversible damage.
10985 | ADTECH PLASTIC EL-315-1 RESIN/HARDENER 100:19 W | Any use must be submitted for review on a case by case basis
10986 | ADTECH PLASTIC EL-315/315-2 RESIN/SLOW HARDENER 100:24 W | APPROVED FOR USE AT SPACE PARK-Ensure eye wash and shower within 10 seconds of use as capable of causing irreversible damage.
11022 | 3M SCOTCH-WELD EC-3501 ADHESIVE B/A 1:1 V GRAY | Approved for use at Space Park.
11047 | ADTECH PLASTIC TCC-605A/B EPOXY RESIN/HARDENER 100:15 W | APPROVED FOR USE AT SPACE PARK
11048 | ADTECH PLASTIC TCC-602/TCC-119 EPOXY RESIN/HARDENER 100:12 W | APPROVED FOR USE AT SPACE PARK - Ensure eye wash and shower within 10 seconds of use as capable of causing irreversible damage.
11049 | 3D SYSTEMS LASERFORM A6 STEEL MATERIAL (LASER SINTERING) | Restricted to 1 pound.indoors given chronic health effects. Prevent dust clouds given explosive potential. Any other use must be submitted for review on a case by case basis.
11051 | ADVANCED COMPOSITES HTM512-1 BISMALEIMIDE RESIN PREPREG | APPROVED FOR USE AT SPACE PARK
11061 | ADETCH PLASTIC ES-211 RESIN/HARDENER 100:8.33 W | APPROVED FOR USE AT SPACE PARK
11063 | ADTECH PLASTIC EC-415 RESIN/HARDENER 100:13.42 W | ANY USE MUST SUBMITTED FOR REVIEW ON A CASE BY CASE BASIS
11064 | ADTECH PLASTIC EA-605 RESIN/HARDENER 100:13.15 W | APPROVED FOR USE AT SPACE PARK
11099 | AMEREX MODEL 530 WET CHEMICAL CHARGE | APPROVED FOR USE AT SPACE PARK
11131 | W.F. TAYLOR 710 TOUCHDOWN KWIK SEAM LATEX ADHESIVE | Approved for use at Space Park.
11166 | SUBURBAN (CRESTWOOD) COMMERCIAL ODORIZED PROPANE | Restricted to 10 cubic feet at any time on site. Any other amount must be submitted for review on a case by case basis.
11168 | 3D SYSTEMS DURALUM SPEC WHITE POWDER 240 GRIT 7000-02765 | APPROVED FOR USE AT SPACE PARK
11223 | AIR LIQUIDE NON-FLAMMABLE GAS MIXTURE (OXYGEN ISOBUTYLENE) | ANY USE MUST SUBMITTED FOR REVIEW ON A CASE BY CASE BASIS
11258 | HENKEL LOCTITE 565 THREAD SEALANT CONTROLLED STRENGTH PST | Approved for use at Space Park.
11266 | ACCESS MARKETING SUPER DUTY SLIME TIRE SEALANT | APPROVED FOR USE AT SPACE PARK
11267 | AGS COMPANY CE-16 CUT-EASE STICK COMPOUND LUBRICANT | Not to be burned indoors. Ensure eye wash and shower if burned outdoors. Any other use will need to be submitted for review on a case by case basis.
11400 | DUNN-EDWARDS W715 ULTRA-GRIP MULTI-PURPOSE PRIMER WHITE | APPROVED FOR USE AT SPACE PARK
11460 | SOLVAY CYTEC LTM 217 EPOXY RESIN PREPREG | APPROVED FOR USE AT SPACE PARK
11609 | SIKA SARNACOL 2121 MEMBRANE ADHESIVE | Approved for use outside and at least 25 feet down wind from ventilation intakes
11632 | QUIKRETE 9902 CONCRETE BONDING ADHESIVE | Approved for use at Space Park.
11646 | ADM/OGILVIE ESTRIP GPX-1695 | ANY USE MUST SUBMITTED FOR REVIEW ON A CASE BY CASE BASIS
11658 | ITW POLYMER AS-75/NS-25 ANTI-SLIP COATING (ALL COLORS) | Approved for use at Space Park.
11669 | 3M NOVEC 72DA (HFE-72DA) ENGINEERED FLUID | APPROVED FOR USE AT SPACE PARK
11746 | SEAL BOND SB95 NATURAL PEDESTAL ADHESIVE | Approved for use at Space Park
11800 | TREMCO 022053 805 TREMPRIME WB PRIMER 5 GAL | APPROVED FOR USE AT SPACE PARK
11865 | TREMCO 360606 805 ELS 5 GL ROOFING CEMENT | As long as ventilation intakes are covered with carbon filters.
11917 | EDOCO 1125 SILICATE HARDENER & SEALER | APPROVED FOR USE AT SPACE PARK
11955 | MAINTEX 1615 SUPER JET KLEEN CLEANER/DEGREASER | Approved for use at Space Park contigent of eye wash station within 10 seconds of product use.
12057 | MAINTEX 1432 SHIMMER CONCENTRATED/MULTI-PURPOSE CLEANER | Approved for use at Space Park.
12058 | MAINTEX 1644 PRISTINE CLEANER/DEGREASER | Approved for use at Space Park.
12059 | MAINTEX 1201 TRAILWINDS FLOOR CLEANER | Approved for use at Space Park.
12060 | MAINTEX 1803 GLACIER STREAK FREE GLASS AND SURFACE CLEANER | Approved for use at Space Park.
12112 | MAPEI ULTRA/BOND ECO 575 COVE BASED ADHESIVE | APPROVED FOR USE AT SPACE PARK
12153 | OATEY 31166 OATEY PLUMBERS PUTTY | Approved for use at Space Park.
12380 | AIRGAS 001045 PROPANE GAS | Approved for Space Park Site use
12385 | AIKEN CHEMICAL CARQUEST PURPLE CLEANER | ANY USE MUST SUBMITTED FOR REVIEW ON A CASE BY CASE BASIS
12411 | AGS COMPANY DIELECTRIC SILICONE GREASE DS-4 | APPROVED FOR USE AT SPACE PARK
12416 | AIRGAS 002004 ARGON 75%/CARBON DIOXIDE 25% GAS MIXTURE | Approved for outdoor use. Restricted to 5 CF indoors. Any other use must be submitted for review on a case by case basis
12448 | EOS OF NORTH AMERICA FINE POLYAMIDE PA 2201 | Approved for Use at Space Park
12531 | AMERICAN ELECTRIC B-3 CONTAX GREASE | ANY USE MUST SUBMITTED FOR REVIEW ON A CASE BY CASE BASIS
12582 | AGRICHEM AGRI-FOS SYSTEMIC FUNGICIDE | DENIED FOR USE AT SPACE PARK
12619 | ALPHAMETALS K333-MIL RMA ROSIN FLUX | ANY USE MUST SUBMITTED FOR REVIEW ON A CASE BY CASE BASIS
12660 | INGERSOLL-RAND ALL SEASON SELECT LUBRICANT | Approved for use at Space Park
12664 | HAMILTON GREEN DOT TOPPING COMPOUND | Approved for use at Space Park & Palmdale
12677 | 3M 6040/6041 ADHESIVE REMOVER AEROSOL | ANY USE MUST SUBMITTED FOR REVIEW ON A CASE BY CASE BASIS
12678 | ARMSTRONG S-750 PREMIUM TILE ADHESIVE | APPROVED FOR USE AT SPACE PARK
12706 | AIRGAS 001004 ARGON GAS | Approved for outdoor use. Restricted to 5 cubic feet indoors due to oxygen displacement in a poorly ventilated area. Any other use must be submitted for review on a case by case basis.
12718 | TENNANT ECO-RCE RAPID CURE EPOXY PART A/B 2:1 V | Approved for use at Space Park.
12722 | ADVANCED CHEMICAL BT-311 BOILER WATER TREATMENT | APPROVED FOR USE AT SPACE PARK. Ensure eye wash and shower within 10 seconds of use.
12724 | ADVANCED CHEMICAL CT-531 COOLING WATER TREATMENT | APPROVED FOR USE AT SPACE PARK
12725 | ADVANCED CHEMICAL CS-405P CLOSED SYSTEM TREATMENT | APPROVED FOR USE AT SPACE PARK
12726 | AMBER CHEMICAL AMBER GUARD 215 WATER TREATMENT | Limited to 1 gallon indoors and outdoors given causes permanent eye damage. Ensure eye station and shower within 10 sec of work area. Any other use must be submitted for review on a case by case basis
12727 | OCCIDENTAL OXYCHEM TOWERCHLOR 56 GRANULES | Approved for use at Space Park.
12733 | STONHARD STONFLEX MP7 PEWTER RESIN/CURING AGENT 2:1 V | Approved for use at Space Park
12735 | STONHARD STONKOTE GS4 STEEL GRAY/PIGMENTED AMINE 1:1:1 V | Any use must be submitted for review on a case by case basis
12756 | VISTA PAINT 9800 SEMI-GLOSS DIRECT TO METAL | APPROVED FOR USE AT SPACE PARK.
12783 | SHERWIN KRYLON 03500 QUIK-MARK WB INV MARKING PAINT | RESTRICTED TO ONE CONTAINER INDOORS AT ANY TIME
12784 | ALFA PRODUCTS 11119 LITHIUM ALUMINATE | ANY USE MUST SUBMITTED FOR REVIEW ON A CASE BY CASE BASIS
12823 | SIKA 0132540 SIKALATEX R | Restricted to outdoor use only away from ventilation intakes. Any other use must be submitted for review on a case by case basis.
12838 | VISTA PAINT 6700 TRAFFIC PAINT WHITE | Approved for use at Space Park.
12851 | VISTA PAINT 6800 TRAFFIC PAINT SEMI-GLOSS WHITE | Approved for use at Space Park.
12873 | CONOCO PHILLIPS (76 LUBRICANTS) TURBINE OIL 32 | APPROVED FOR USE AT SPACE PARK
12899 | ABATIX ARM 123 MASTIC REMOVER | ANY USE MUST SUBMITTED FOR REVIEW ON A CASE BY CASE BASIS
12932 | VISTA PAINT 1100 HI-BUILD SEALER | APPROVED FOR USE AT SPACE PARK.
12947 | FIBERLOCK 5801 LBC LEAD BARRIER COMPOUND TYPE III | APPROVED FOR USE AT SPACE PARK
12953 | VISTA PAINT DF12 WATERBASE DRY FOG WHITE FLAT PAINT | Approve for use at Space Park
12954 | VISTA PAINT 7000 ACRIGLO S/G BRIGHT WHITE | APPROVED FOR USE AT SPACE PARK
12957 | HILTI HIT-RE 500 V3 HIGH STRENGTH ADHESIVE A/B 1:1 V | APPROVED FOR USE AT SPACE PARK
12996 | AQUA-SERV 8413 CLOSED LOOP TREATMENT | Approved for use at Space Park.
13077 | CRC 18412 ZINC-IT INSTANT COLD GALVANIZE AEROSOL | Space Park Site - Limit to one 16 ounce container due to extreme flammability. Any other use will be submitted for review on a case by case basis.
13095 | MILL-ROSE BLUE MONSTER PTFE PIPE THREAD SEALANT | APPROVED FOR USE AT SPACE PARK
13152 | SHERWIN TM2153 HOTLINE FAST DRY WB TRAFFIC PAINT YELLOW | Approved for outdoor use.
13211 | RECTORSEAL 93111 PREMIUM THREAD CUTTING OILS LIGHT OR DARK | Approved for use at Space Park.
13220 | RUST-OLEUM 238752 SIERRA S37 METALMAX DTM WHITE | APPROVED FOR USE AT SPACE PARK PALMDALE AND EL SEGUNDO - JNR
13473 | MATHESON MAT04600 CHLORINE GAS | Restricted to outdoor use only.
13701 | AKZO NOBEL EPOXY ENAMEL 463-3-8 FLAT BLACK TEMP TOPCOAT | Restricted for use in adequately ventilated areas
13788 | LUCAS MILHAUPT HANDY FLUX AND HANDY FLUX SLS | Approved for outdoor or indoors off hour use only. Any other use must be reviewed on a case by case basis.
13916 | ENTHONE M-0-N MARKING INK | Approved for use at Space Park.
14087 | AIRGAS 002015 MAPP GAS | Restricted to one 2-cu. ft. working cylinder due to extreme flammability. Use requires a valid hotwork permit. Any other use must be submitted for review on a case by case basis.
14220 | AIR PRODUCTS OXYGEN GAS | Restricted to 250 cu. ft. as it enhances flammability of other chemicals. Strong oxidizer use with Acetylene requires a valid hotwork permit. Any other use must be submitted for review on a case by case basis.
15407 | DAP DYNAFLEX 230 CAULK SEALANT (ALL COLORS) | Approved for use at Space Park.
15727 | FLO-KEM FLO-ZYME ENZYME ODOR CONTROL | Approved for use at Space Park.
15750 | HARRIS BRIDGIT LEAD FREE SOLDER | Approved for use at Space Park. Ensure adequate eye wash shower in area.
15844 | MICRONOVA NOVA CLEAN LAB AND GLASS CLEANER | Ensure contractor complys with their hazard communication program wear PPE in accordance with MSDS and ensure adequate ventilation so as not to expose NG employees.
15845 | MICRONOVA NOVACLEAN DETERGENT CLEANER | Approved for Use at Space Park
16274 | MAINTEX 1297 GRIP SPRAY BUFF/RESTORER | Restricted to 1:1 dilution.
16275 | MAINTEX 1622 EXCALIBUR METAL POLISH | Approved for use at Space Park
16320 | KANO KROIL (AEROKROIL) PENETRANT AEROSOL | Restricted to one 18 ounce container. Any other quantity of use must be submitted for review on a case by case basis.
16328 | CHEVRON CPS233703 SOLUBLE OIL B | APPROVED FOR USE AT SPACE PARK.
16330 | SHAW 5000 PRESSURE SENSITIVE ADHESIVE | APPROVED FOR USE AT SPACE PARK
16331 | TARKETT JOHNSONITE 965 FLOOR AND TREAD ADHESIVE | Approved for Space Park Use
16337 | TREMCO 876101 309 TREMSEAL D 30/CS SEALANT | Approved for use at Space Park.
16363 | TREMCO SP PRIMER | APPROVED FOR USE AT SPACE PARK.
16372 | TREMCO 346102 805 POLARCOTE FR WHITE 5 US GAL | Approved for use at Space Park.
16374 | ICI 3210-1200 AQUACRYLIC GRIPPER ALL PURP STAIN KILLER | APPROVED FOR USE AT SPACE PARK
16375 | ICI TRUGLAZE WB 4426 EPOXY | APPROVED FOR USE AT SPACE PARK
16379 | WESTERN COLLOID 800 ELASTIC CEMENT | APPROVED FOR USE AT SPACE PARK.
16382 | HENRY PART-A-FOAM/RT 2035-B SERIES 1:1 V | Restricted use - on a case by case basis
16383 | PPG AMV-81/AM-B AMERSHIELD VOC RES/CURE 4:1 V SAFETY YELLOW | ANY USE MUST SUBMITTED FOR REVIEW ON A CASE BY CASE BASIS
16388 | ZEP COMMERCIAL ZUNRS NO-RINSE FLOOR DISINFECTANT | APPROVED FOR USE AT SPACE PARK
16391 | FYFE TYFO-SA00-02 TYFO S COMPONENT A/B 1:1 V | APPROVED FOR USE AT SPACE PARK
16392 | FYFE TYFO-WSA00-02 WSB00-02 TYFO WS COMPONENT A/B 1:1 V | APPROVED FOR USE AT SPACE PARK
16393 | FYFE TYFO SCH-41 | APPROVED FOR USE AT SPACE PARK
16394 | FYFE TYFO A PAINT | APPROVED FOR USE AT SPACE PARK
16395 | RUST-OLEUM 2000 ZINSSER BULLSEYE 1-2-3 WB PRIMER WHITE | APPROVED FOR USE AT SPACE PARK
16410 | STONHARD 01333/A AND B STANDARD PRIMER AMINE/RESIN 1:1 V | APPROVED FOR USE AT SPACE PARK
16413 | SHERWIN A6W351 (A6W151) A-100 LATEX FLAT EXTRA WHITE | APPROVED FOR USE AT SPACE PARK
16414 | STONHARD STONKOTE HT4 RESIN/PIGMENTED CURING AGENT 1:1 V | APPROVED FOR USE AT SPACE PARK
16422 | STONHARD STONECLAD GS RESIN A/B/C | APPROVED FOR USE AT SPACE PARK
16431 | TREMCO 86700A512 WALLTITE-WHITE 5USGAL | ANY USE MUST SUBMITTED FOR REVIEW ON A CASE BY CASE BASIS
16432 | TREMCO 346305 805 TREMLITE RUST PRIMER WB-GRAY | APPROVED FOR USE AT SPACE PARK
16433 | SHERWIN B42W111 METALATEX S-G ACRYLIC COATING EXTRA WHITE | APPROVED FOR USE AT SPACE PARK.
16434 | SENTINEL 747 FRESH SCENT MASTIC REMOVER | APPROVED FOR USE AT SPACE PARK
16462 | UNITED STATES GYPSUM USG SHEETROCK BRAND GYPSUM PANELS | APPROVED FOR USE AT SPACE PARK.
16463 | WESTPAC READY-MIXED DRYWALL JOINT COMPOUNDS (MULTIPLE ITEMS) | Wet sanding only given silica content.
16464 | WESTPAC WALL TEXTURES (CONTRACTOR USE) | APPROVED FOR USE AT SPACE PARK.
16465 | SHERWIN HI-SOLIDS POLYURETHANE 100 PART A/B 1:1 V | Any use must be reviewed on a case by case basis
16487 | RUST-OLEUM S40 1-GL EPOXY CLASSIC GRAY BASE/ACT 1:1 V | APPROVED FOR USE AT SPACE PARK
16492 | WESTPAC FAST SET 5 LITE SETTING COMPOUND | Restricted to wet sanding only.
16501 | RUST-OLEUM 200031 VARATHANE GLOSS CRYSTAL CLEAR | APPROVED FOR USE AT SPACE PARK
16504 | CLAUSEN DUAL CARPET CLEANER | Approved for use at Space Park contingent on a eye wash station within 10 seconds of use of the product.
16509 | VISTA PAINT 1700 W.B.LOW SHEEN WHITE-P | APPROVED FOR USE AT SPACE PARK.
16510 | VISTA PAINT 3600 MAINTENANCE FLAT WHITE | APPROVED FOR USE AT SPACE PARK.
16520 | ARDEX ENGINEERED CEMENTS ARDEX CP | APPROVED FOR USE AT SPACE PARK
16521 | SUPREME CHEMICAL KRUD KUTTER METAL CLEAN & ETCH | APPROVED FOR USE AT SPACE PARK
16526 | TREMCO 34407000 805 HBRC WHITE 5 GAL | APPROVED FOR USE AT SPACE PARK
16528 | CTS RAPID SET WUNDERFIXX | APPROVED FOR USE AT SPACE PARK.
16529 | ARMSTRONG S-515 CLEAN THIN SPREAD TILE ADHESIVE | APPROVED FOR USE AT SPACE PARK
16530 | PARA-CHEM SIGNATURE SERIES 4094 PREM.MULTI-PURP ADHESIVE | APPROVED FOR USE AT SPACE PARK
16532 | PARA-CHEM PARA-PATCH PLUS | APPROVED FOR USE AT SPACE PARK
16551 | SIMPSON SET-XP ADHESIVE RESIN AND HARDENER 1:1 V | APPROVED FOR USE AT SPACE PARK
16569 | LATICRETE 253 GOLD RAPID ADHESIVE | Mix outdoors only.
16570 | TREMCO 36APPSM601 POWERPLY APP SMOOTH-1.0 SQ ROLL | APPROVED FOR USE AT SPACE PARK
16571 | TREMCO 36APPBAS601 POWERPLY APP BASE SHEET-1.5 SQ ROLL | APPROVED FOR USE AT SPACE PARK
16574 | SENTINEL 626 CARPET ADHESIVE REMOVER | APPROVED FOR USE AT SPACE PARK
16580 | HONEYWELL GENETRON 410A REFRIGERANT (AZ-20) (VIRGIN/BULK) | Approved for use at Space Park
16600 | INLINE 707 LOW ODOR MASTIC REMOVER | APPROVED FOR USE AT SPACE PARK
16604 | WR GRACE Z01753 RETROGUARD FIREPROOFING | APPROVED FOR USE AT SPACE PARK
16609 | DUNN-EDWARDS SPMA30-0 SUPREMA EGGSHELL | APPROVED FOR USE AT SPACE PARK
16617 | 3M HI-STRENGTH 90 CYLINDER SPRAY ADHESIVE (NOT FOR CA) | Restricted on a case by case basis - contractor to comply with their hazard communication program and wear PPE in accordance with MSDS.
16633 | RECTORSEAL 74044 NOKORODE AQUA FLUX | APPROVED FOR USE AT SPACE PARK
16634 | RECTORSEAL NOKORODE PASTE FLUX | Do not expose NGC personnel to fumes dust or vapors
16635 | VICTAULIC LUBRICANT (VIC LUBE) | APPROVED FOR USE AT SPACE PARK
16636 | INTERNATIONAL INDUSTRIAL GASES PROPANE | Approved for outdoor use. Restricted to one 2â€cu. ft. container indoors. Any other use must be submitted for review on a case by case basis.
16638 | AIR PRODUCTS ACETYLENE GAS | ANY USE MUST SUBMITTED FOR REVIEW ON A CASE BY CASE BASIS
16639 | AIR PRODUCTS NITROGEN | APPROVED FOR USE AT SPACE PARK
16641 | AIR PRODUCTS ARGON GAS | APPROVED FOR USE AT SPACE PARK
16642 | SOUTH COAST K159199 KEY TITE JOINT COMPOUND | APPROVED FOR USE AT SPACE PARK
16643 | HENRY HE208 WET PATCH ROOF CEMENT | Restricted to outdoor use only. Any other use must be submitted for review on a case by case basis.
16644 | IPS WELD-ON P70 LOW VOC PRIMER (USE CRP 1759) | Approved for outdoor use. Restricted to 16 ounces indoors due to extreme flammability. Any other use must be submitted for review on a case by case basis.
16647 | IPS WELD-ON 2771 & 2773 LOW VOC PIPE CEMENT FOR ABS PLASTIC | Approved for outdoor use if away from ventilation intakes. Restricted to 16 ounces indoors due to extreme flammability and chronic toxicity. Any other use must be submitted for review on a case by case basis.
16649 | HOBART BROTHERS GROUP C WELDING ELECTRODES (VARIOUS) | Approved for outdoor use if away from ventilation intakes. Restricted from welding indoors due to chronic toxicity of fumes. Any other use must be submitted for review on a case by case basis.
16650 | WASHINGTON ALLOY AWS A5.4 BARE STAINLESS STEEL ELECTRODE | APPROVED FOR OUTDOOR USE ONLY DUE TO CHRONIC TOXICITY OF WELDING FUMES. ANY OTHER USE MUST BE SUBMITTED FOR REVIEW ON A CASE BY CASE BASIS.
16651 | RADNOR WELDING 300 SERIES STAINLESS STEEL WELDING WIRE (VAR) | Approved for outdoor use if away from ventilation intakes. Restricted from welding indoors due to chronic toxicity of fumes. Any other use must be submitted for review on a case by case basis.
16652 | HOBART BROTHERS ER SERIES AWS WELDING ELECTRODES (VARIOUS) | Approved for outdoor use if away from ventilation intakes. Restricted from welding indoors due to chronic toxicity of fumes. Any other use must be submitted for review on a case by case basis.
16653 | HILTI 259 FS-ONE HI PERFORMANCE INTUMESCENT FIRESTOP SEALANT | APPROVED FOR USE AT SPACE PARK
16654 | HILTI 266 CP 601S ELASTOMERIC FIRESTOP SEALANT | APPROVED FOR USE AT SPACE PARK
16655 | HILTI 283 CP 604 SELF-LEVELING FIRESTOP SEALANT | APPROVED FOR USE AT SPACE PARK
16656 | HILTI CP 606 FIRESTOP ACRYLIC SEALANT | APPROVED FOR USE AT SPACE PARK
16657 | HILTI 270 MINERAL WOOL | APPROVED FOR USE AT SPACE PARK
16658 | 3M BRAND FIRE BARRIER CP-25WB+ SEALANT | APPROVED FOR USE AT SPACE PARK
16662 | ZING INTERNATIONAL TIME RELEASE FINISH EMULSIFIER | APPROVED FOR USE AT SPACE PARK
16663 | PORTIONPAC GERMICIDAL DETERGENT201N 202N 204N 205N 264N | APPROVED FOR USE AT SPACE PARK. IF USE IN CONCENTRATED FORM ENSURE EYEWASH AND SHOWER IN THE AREA OF USE.
16664 | PORTIONPACÂ® CHEMICAL SCRUBPAC DEPOTPAC HEAVY DUTY CLEANERS | APPROVED FOR USE AT SPACE PARK. ENSURE EYE WASH IN WORK AREA GIVEN BURNING SENSTATION TO THE EYES..
16666 | SCOUT SYSTEMS REACH DEEP CARPET CLEANING SOLUTION | APPROVED FOR USE AT SPACE PARK
16682 | JB WELD 48008 48105 48155 48171 EPOXY STEEL HARDENER | ANY USE MUST SUBMITTED FOR REVIEW ON A CASE BY CASE BASIS
16683 | IDEAL INDUSTRIES 30-451 WING-NUT WIRE CONNECTORS-ALL MODELS | APPROVED FOR USE AT SPACE PARK
16685 | 3M SUPER 33+ 88 37 & 15 VINYL ELECTRICAL TAPE-NO LEAD | APPROVED FOR USE AT SPACE PARK
16686 | ERICO CADWELD STARTING MATERIAL | Space Park Site Only - any use must be submitted for review on a case by case basis.
16687 | THOMAS AND BETTS 15-230 WIRESLICK LUBRICANT | APPROVED FOR USE AT SPACE PARK
16688 | SHERWIN-WILLIAMS 7321 KRYLON CONTR. MARKING PAINT RED/ORANGE | Approved for outdoor use if away from ventilation intakes. Restricted to 16 ounces indoors due to extreme flammability and chronic toxicity. Any other use must be submitted for review on a case by case basis.
16690 | IDEAL WT WIRE CONNECTORS-ALL MODELS | Approved for outdoor use if away from ventilation intakes. Restricted from indoor use if heated. Any other use must be submitted for review on a case by case basis.
16691 | EGS ELECTRICAL GROUP STEEL EMT FITTING | Approved for outdoor use if away from ventilation intakes. Restricted from welding indoors due to chronic toxicity of fumes. Any other use must be submitted for review on a case by case basis.
16692 | THOMAS & BETTS TY-RAP DETECTABLE POLYPROPYLENE CABLE TIES | APPROVED FOR USE AT SPACE PARK
16693 | IDEAL INDUSTRIES CABLE TIES - ALL 15 SERIES | APPROVED FOR USE AT SPACE PARK
16695 | THYSSENKRUPP MATERIALS COPPER/COPPER ALLOYS | Approved for outdoor use if away from ventilation intakes. Restricted from cutting or grinding indoors due to chronic toxicity of fumes. Any other use must be submitted for review on a case by case basis.
16697 | ALLIED TUBE & CONDUIT POWER-STRUT GALVANIZED | Approved for outdoor use if away from ventilation intakes. Restricted from welding indoors due to chronic toxicity of fumes. Any other use must be submitted for review on a case by case basis.
16699 | REPUBLIC CONDUIT HOT DIP (ZINC) GALVANIZED STEEL CONDUIT | APPROVED FOR USE AT SPACE PARK
16701 | ALLIED TUBE & CONDUIT PLASTIC PIPE | Approved for outdoor use if away from ventilation intakes. Restricted from cutting torching or grinding indoors due to chronic toxicity of fumes. Any other use must be submitted for review on a case by case basis.
16702 | THOMAS & BETTS 0023 XTRAFLEX LIQUIDTIGHT NON-METAL CONDUIT | APPROVED FOR USE AT SPACE PARK
16707 | SIKA SIKAGROUT 328 | Approved when mixed outdoors.
16713 | ABATIX A00308 HEAVY-DUTY ADHESIVE SPRAY | Restrict quantity to no more than four cans in use at site. Extremely flammable
16714 | FRANMAR CHEMICAL BEAN-E-DOO MASTIC REMOVER | APPROVED FOR USE AT SPACE PARK
16715 | DUMOND SMART STRIP BY PEEL AWAY | APPROVED FOR USE AT SPACE PARK
16716 | DUMOND DCI-026 PEEL AWAY ST-1 | Approved for use at Space Park.
16719 | TREMCO 4140U503 6X300 BURMESH 6 RL | APPROVED FOR USE AT SPACE PARK for outdoor use.
16720 | TREMCO 364-100L BURMASATIC ADHESIVE LV (DUPLICATE) | APPROVED FOR USE AT SPACE PARK
16721 | TREMCO 347028 601 BURMASTIC GL | APPROVED FOR USE AT SPACE PARK
16722 | TREMCO 108700 601 BURMASTIC COMPOSITE PLY HT | APPROVED FOR USE AT SPACE PARK
16724 | TREMCO 032560 502 TREMC0/A1GRIT SNOW WHITE AGGR.80#/BAG | Approved for outdoor use if away from ventilation intakes. Restricted from indoor use due to chronic toxicity. Any other use must be submitted for review on a case by case basis.
16725 | TREMCO 876101 309 TREMSEAL D 30/CS (USE CRP 16337) | Approved for outdoor use if away from ventilation intake. Restricted to 5 gallons indoors due to chronic health effects. Any other use must be submitted for review on a case by case basis.
16726 | TREMCO 876-036 TREMSEAL HP BASE | Approved for outdoor use if away from ventilation intake. Restricted to 5 gallons indoors due to chronic health effects. Any other use must be submitted for review on a case by case basis.
16752 | TREMCO 361590 805 POLYROOF LV 5 U.S.GAL (19L) | Approved for outdoor use if away from ventilation intake. Restricted to 1 gallon indoors due to chronic health effects. Any other use must be submitted for review on a case by case basis.
16753 | TREMCO 043-LINE HYPALON ELASTOMERIC SHEET | APPROVED FOR USE AT SPACE PARK
16754 | TREMCO 362200 805 FAS N FREE ADHESIVE 5 GL | Approved for outdoor use if away from ventilation intake. Restricted to 5 gallons indoors due to chronic health effects. Any other use must be submitted for review on a case by case basis.
16755 | TREMCO DEV1863-RL33 855 ROCK-IT ADHESIVE 55 GAL DRUM | Restricted to off-hour use only and cover ventilation intakes with carbon filters
16756 | CHEMIFAX SHOWERS N STUFF | APPROVED FOR USE AT SPACE PARK
16757 | ZING INTERNATIONAL ZING CPC LIQUID | APPROVED FOR USE AT SPACE PARK
16758 | ZING INTERNATIONAL CPC FLOOR MAINTAINER | APPROVED FOR USE AT SPACE PARK
16759 | ZING INTERNATIONAL FIRST IMPRESSION | APPROVED FOR USE AT SPACE PARK
16760 | ZING INTERNATIONAL FLOOR COATING PLUS | APPROVED FOR USE AT SPACE PARK
16761 | ZING INTERNATIONAL ZING FLOOR PREP | APPROVED FOR USE AT SPACE PARK
16762 | PORTIONPAC CHEMICAL 1802 MOPPACLITE PH FLOOR CLEANER | APPROVED FOR USE AT SPACE PARK
16763 | WAXIE 380191 PINA COLADA HAIR & BODY SHAMPOO | APPROVED FOR USE AT SPACE PARK.
16764 | KIMBERLY-CLARK 91554 KIMCARE ANTIBACTERIAL SKIN CLEANSER | APPROVED FOR USE AT SPACE PARK
16765 | SCOUT SYSTEMS TROUBLESHOOTER | APPROVED FOR USE AT SPACE PARK
16766 | MAINTEX 1525 ANTI-FOAM | APPROVED FOR USE AT SPACE PARK
16767 | MAINTEX 1172 CRYSTAL CLEAR HAND SOAP | APPROVED FOR USE AT SPACE PARK
16768 | MAINTEX 1131 WAX ELIMINATOR FLOOR FINISH STRIPPER | Approved for use at Space Park.
16769 | WAXIE A00183 GUM AWAY II CHEWING GUM & CANDLE WAX REMOVER | Restricted to 12 ounces given flammability. Any other use must be submitted for review on a case by case basis.
16770 | RUST-OLEUM 208028 SIE S30 GRIPTEC PRIMER HI HIDE WHITE | APPROVED FOR USE AT SPACE PARK
16771 | SHERWIN B9W551(B9W951) HARMONY INT EGG-SHELL FINISH | APPROVED FOR USE AT SPACE PARK
16772 | SHERWIN B11W500 (B11W900) HARMONY INT PRIMER WHITE | APPROVED FOR USE AT SPACE PARK
16773 | AVANTOR (MALLINCKRODT BAKER) ACETONE (USE CRP 2537) | ANY USE MUST SUBMITTED FOR REVIEW ON A CASE BY CASE BASIS
16774 | W.F. TAYLOR 1000-4-SI SHAW SUP GRADE CARPET ADHESIVE | APPROVED FOR USE AT SPACE PARK
16775 | W.F. TAYLOR 1NC-4 SPECIAL PURPOSE CONTACT CEMENT VOC COMPLIA | DENIED FOR USE AT SPACE PARK
16776 | BOSTIK WEBCRETE 95 FAST-SETTING FLOOR PATCH | Approved for use at Space Park Palmdale
16778 | SHERWIN-WILLIAMS B10W951 HARMONY INT.SEMI-GLOSS FINISH | APPROVED FOR USE AT SPACE PARK
16779 | TREMCO 346100 805 TREMLITE MASTIC-TROWEL GRADE 5 US GL | APPROVED FOR USE AT SPACE PARK
16780 | TREMCO 876020 320 TREMSEAL S B | APPROVED FOR USE AT SPACE PARK
16782 | TREMCO 086100 512 WALLTITE PRIMER | APPROVED FOR USE AT SPACE PARK
16783 | IDEAL AQUA-GEL II UTILITY CABLE PULLING LUBRICANT | APPROVED FOR USE AT SPACE PARK
16784 | L.H.DOTTIE RKM1 DOTTIE RAIN KOTE | Approved for outdoor use if away from ventilation intake. Restricted to 1 gallon indoors due to chronic health effects. Any other use must be submitted for review on a case by case basis.
16786 | L.H.DOTTIE HF340 HANDI-FOAM | Approved for outdoor use if away from ventilation intake. Restricted to 1 gallon indoors due to chronic health effects. Any other use must be submitted for review on a case by case basis.
16788 | LH DOTTIE CO1/CO4 DOTTIE DARK CUTTING OIL | Restricted to 5 gallons indoors.
16789 | AERVOE 200 SERIES CONSTRUCTION MARKING PAINT (VAR.COLORS) | Approved for use outdoors limited to 16 ounces indoors due to flammability. Any other use must be submitted for review on a case by case basis.
16790 | L.H.DOTTIE RTV3 8 10 RTV SILICONE SEALANT | APPROVED FOR USE AT SPACE PARK
16792 | MOTOR OIL AW HYDRAULIC OIL NZ 32 | APPROVED FOR USE AT SPACE PARK
16793 | WM BARR QAC18 KLEAN-STRIP ACETONE (USE CRP 4577) | If used indoors restricted to 1 gallon only
16794 | 3M HI-STRENGTH POST FORMING 94 CA CYLINDER SPRAY ADHESIVE | SPACE PARK CONTRACTOR - USE MUST BE SUBMITTED FOR REVIEW ON A CASE BY CASE BASIS
16809 | LINCOLN ELECTRIC US-CW120 INNERSHIELD NR-202 | Approved for outdoor use if away from ventilation intakes. Restricted from welding indoors due to chronic toxicity of fumes. Any other use must be submitted for review on a case by case basis.
16810 | NOBLE COMPANY FIREFIGHTER GL FLUID | APPROVED FOR USE AT SPACE PARK
16811 | LINCOLN ELECTRIC US-M220 FLEETWELD 35 | Approved for outdoor use if away from ventilation intakes. Restricted from welding indoors due to chronic toxicity of fumes. Any other use must be submitted for review on a case by case basis.
16812 | LINCOLN ELECTRIC US-M240 FLEETWELD 37 | Approved for outdoor use if away from ventilation intakes. Restricted from welding indoors due to chronic toxicity of fumes. Any other use must be submitted for review on a case by case basis.
16813 | W M BARR GOOF OFF PROFESSIONAL STRENGTH ADHESIVE REMOVER | ANY USE MUST BE SUBMITTED FOR REVIEW ON A CASE BY CASE BASIS.
16817 | ASBURY CARBONS GRAPHITE PLUS AEROSOL LUBRICANT | ANY USE MUST SUBMITTED FOR REVIEW ON A CASE BY CASE BASIS
16818 | 3M SCOTCH-BRITE HAND PADS 6448 LIGHT DUTY S-ULF/KS S-ULF | APPROVED FOR USE AT SPACE PARK
16819 | IRWIN BLUE CHALK STANDARD | APPROVED FOR USE AT SPACE PARK
16820 | CUMING MICROWAVE C-RAM EVA | APPROVED FOR USE AT SPACE PARK
16821 | CUMING MICROWAVE C-RAM SFC POLYURETHANE FOAM | APPROVED FOR USE AT SPACE PARK
16822 | CUMING MICROWAVE C-RAM SFC-HPHC POLYURETHANE FOAM | APPROVED FOR USE AT SPACE PARK
16829 | SHERWIN B58W620/B58V620 MACROPOXY 646-100 FAST CURE 1:1 V | ANY USE MUST SUBMITTED FOR REVIEW ON A CASE BY CASE BASIS
16834 | PERMATEX FAST ORANGE SMOOTH CREAM HAND CLEANER | ANY USE MUST SUBMITTED FOR REVIEW ON A CASE BY CASE BASIS
16841 | LINCOLN ELECTRIC INNERSHIELD NR-232 FLUX CORED ELECTRODE | Approved for outdoor use if away from ventilation intakes. Restricted from welding indoors due to chronic toxicity of fumes. Any other use must be submitted for review on a case by case basis.
16842 | LINCOLN ELECTRIC INNERSHIELD NR-311 | Approved for outdoor use if away from ventilation intakes. Restricted from welding indoors due to chronic toxicity of fumes. Any other use must be submitted for review on a case by case basis.
16843 | LINCOLN ELECTRIC INNERSHIELD NS-3M | Approved for outdoor use if away from ventilation intakes. Restricted from welding indoors due to chronic toxicity of fumes. Any other use must be submitted for review on a case by case basis.
16844 | LINCOLN ELECTRIC AWS E7024 JETWELD 3 COVERED ELECTRODE | Approved for outdoor use if away from ventilation intakes. Restricted from welding indoors due to chronic toxicity of fumes. Any other use must be submitted for review on a case by case basis.
16845 | LINCOLN ELECTRIC NR-203 NICKEL(1%) & NR-203 NICKEL(1%)-H | Approved for outdoor use if away from ventilation intakes. Restricted from welding indoors due to chronic toxicity of fumes. Any other use must be submitted for review on a case by case basis.
16846 | SHERWIN B30W404 PROMAR 400 INT LATEX FLAT ANTIQUE WHITE | APPROVED FOR USE AT SPACE PARK
16847 | RUST-OLEUM V2392838 INVERTED AEROSOL WHITE (DISCONTINUED) | DENIED FOR USE AT SPACE PARK
16864 | AMERICAN POLYWATER POLYWATER J LUBRICANT | Approved for Space Park use
16876 | RAABE CARIBBEAN BLUE 013 01835 000 AEROSOL RUST PROTECTION | APPROVED FOR USE AT SPACE PARK
16877 | WOLVERINE SILVALOY 15 (AWS BCUP-5) | Approved for 16 pounds. Any other use must be submitted for review on a case by case.
16878 | PASSIVE FIRE PROTECTION PARTNERS FIRESTOP 4800DW | APPROVED FOR USE AT SPACE PARK
16886 | ARMACELL AP ARMAFLEX | APPROVED FOR USE AT SPACE PARK
16892 | LINCOLN ELECTRIC JET-LH 7018-B2L MR COVERED ELECTRODE | Approved for outdoor use and away from ventilation intakes. Any other use will be submitted for review on a case by case basis.
16894 | LINCOLN ELECTRIC FLEETWELD 5P PLUS COVERED ELECTRODE | Approved for outdoor use and away from ventilation intakes. Any other use will be submitted for review on a case by case basis.
16895 | SIKA 0227542 SIKAFLEX 227 (ALL COLORS) | Limit quantity to 110 ounce container for outdoor use only and away from ventiliation intakes. Any other use will be submitted for review on a case by case basis.
16896 | WOLVERINE 28639 SILVABRITE LEAD-FREE SOLDER | APPROVED FOR USE AT SPACE PARK
16897 | OWENS CORNING 18994-SAM-EN HEAVY DENSITY PIPE INSULATION | APPROVED FOR USE AT SPACE PARK
16898 | ARMACELL ARMAFLEX 520 BLV ADHESIVE | ANY USE MUST SUBMITTED FOR REVIEW ON A CASE BY CASE BASIS
16903 | HARRIS 0082 DYNAFLOW PHOS/COPPER BRAZING ALLOYS | APPROVED FOR USE AT SPACE PARK
16904 | MOMENTIVE (GE) GE500 SILICONE RUBBER SEALANT | APPROVED FOR USE AT SPACE PARK
17101 | SHERWIN B20W651/SW6429 PROGREEN LO VOC INT EG-SH BAIZE GREEN | Approved for use at Space Park.
17114 | SHERWIN B20W651/SW6387 PROGREEN LO VOC INT EG (DISCONTINUED) | Approved for use at Space Park.
17130 | SHERWIN B20W651/SW7571 PROGREEN LO VOC INT EG-SH CASA BLANCA | Approved for use at Space Park.
17175 | LPS LABORATORIES 00216 LPS 2 LUBRICANT PSU (USE CRP 3785) | APPROVED FOR USE AT SPACE PARK
17332 | QUIKRETE 1101 PORTLAND CEMENT CONCRETE MIX | Approved for use at Space Park. Ensure eyewash and washing facilities in the area of use.
17518 | TREMCO 364-100L BURMASTIC ADHESIVE LV | APPROVED FOR USE AT SPACE PARK
17520 | TREMCO 108156 601 BURMASTIC FELT COMPOSITE PLY | APPROVED FOR USE AT SPACE PARK
17521 | TREMCO 49600B503 TREMPLY HP4510 61 X 120 | APPROVED FOR USE AT SPACE PARK
17524 | TREMCO 046404 805 TREMPLY HP4510 ADH.WB 5 GAL | APPROVED FOR USE AT SPACE PARK
17528 | TREMCO 360604 805 ELS-SUMMER GRADE 5 GAL US | APPROVED FOR USE AT SPACE PARK
17538 | TREMCO 008155 601 BURMASTIC GLASS PLY | APPROVED FOR USE AT SPACE PARK
17539 | DESIGN POLYMERICS DP 1010 WATER BASED DUCT SEALANT | Approved for use at Space Park
17553 | SIKA SIKAFLEX 2C NS EZ MIX SEALANT PART A/B 1:1 V | Restricted to outdoor use.
17557 | SEAFAB METALS SOFT LEAD ALLOYS | APPROVED FOR USE AT SPACE PARK
17558 | USG 41-200-008 CLEAN ROOM CLIMAPLUS CLASS 100 | APPROVED FOR USE AT SPACE PARK.
17569 | EDOCO 21-302695 FORM OIL VOC | APPROVED FOR USE AT SPACE PARK
17576 | AERVOE SURVEY MARKING PAINT (200 SERIES COLORS) AEROSOL | Space Park Site - Restricted to 1-17 ounce aerosol can on site. Any other amount must be submitted for review on a case by case basis.
17577 | CARBOLINE PLMSDS0255S1NL CARBOCRYLIC 120 (AKA SANITILE 120) | ANY USE MUST SUBMITTED FOR REVIEW ON A CASE BY CASE BASIS
17578 | CARBOLINE CARBOGUARD 890 VOC A/B/THINNER 236 E 1:1:0.12 V | APPROVED FOR USE AT SPACE PARK
17579 | CARBOLINE PLMSDS 0185A1NL CARBOMASTIC 15 PART A/B 1:1V | APPROVED FOR USE AT SPACE PARK
17581 | STERIS 6461 VESPHENE II SE DISINFECTANT (DISCONTINUED) | APPROVED FOR USE AT SPACE PARK
17582 | STERIS CORP 6466 LPH SE DISINFECTANT | APPROVED FOR USE AT SPACE PARK
17589 | DESIGN POLYMERICS DP 77 INDUSTRIAL SPRAY ADHESIVE AEROSOL | Restricted to outdoor use only. Any other use must be submitted for review on a case by case basis.
17593 | FIBERLOCK 8325 IAQ 2500 DISINFECTANT AND FUNGICIDE | Restricted for use as a disinfectant/fungicide.
17595 | AQUA-SERV 5484 CLEANER | Approved for use at Space Park.
17605 | SHERWIN B34W251 PROMAR 200 INT ALKYD SEMI-GLOSS EXTRA WHITE | ANY USE MUST SUBMITTED FOR REVIEW ON A CASE BY CASE BASIS
17610 | SHERWIN B20W651 PROGREEN 200 NO VOC INT LTX EG-SHL X-WHITE | APPROVED FOR USE AT SPACE PARK
17615 | NU-CALGON 4182 CAL-BLUE PLUS GAS LEAK DETECTOR | Approved for use at Space Park.
17628 | RIDGE TOOL RIDGID NU-CLEAR THREAD CUTTING OIL | Approved for use at Space Park.
17777 | HB FULLER CHAPCO 400 SAFE-SET COVE BASE ADHESIVE | Approved for use at Space Park
17943 | DOW AGROSCIENCES VIKANE GAS FUMIGANT | Restricted to outdoor use only and away from ventilation intakes. Submit for review on a case by case basis.
17956 | BLASTER PB PENETRATING CATALYST AEROSOL | Approved for use at Space Park
18015 | SIKA 0432540 SIKAFLEX 1C SL SELF LEVELNG SEALANT | Approved for outdoor use only. Any other use must be reviewed and approved on a case by case basis.
18324 | ROBINAIR VACUUM PUMP OIL | Approved for use at Space Park.
18576 | AMERICAN POLYWATER DYNA-BLUE LUBRICANT | APPROVED FOR USE AT SPACE PARK
18578 | DAUBOIS 10.04 BOMIX CONCRETE | Mix outdoors in well ventilated areas. Any other mixing method must be submitted for review on a case by case basis.
18580 | LAWSON 27900 FIRE STOP CAULK | APPROVED FOR USE AT SPACE PARK
18581 | UNOCAL 76 00406 UNLEADED PLUS 87 GASOLINE M/H | ANY USE MUST BE SUBMITTED FOR REVIEW ON A CASE BY CASE BASIS..
18592 | DOW CHEMICAL LUBRICANT SULLUBE COMPRESSOR OIL | Approved for use at Space Park.
18597 | HILTI FIRESTOP PUTTY CP617 PAD CP618 STICK CP619T ROLL | APPROVED FOR USE AT SPACE PARK
18598 | RAYCHEM RAY2010 HOT MELT ADHESIVES/MASTICS | APPROVED FOR USE AT SPACE PARK
18599 | RAYCHEM RAY4566 HEAT-SHRINKABLE POLYMERIC PRODUCTS | APPROVED FOR USE AT SPACE PARK
18600 | 3M 11-4629-9 CC-4 AND CC-55 (CABLE CLEANER-BULK LIQUID) | APPROVED FOR USE AT SPACE PARK
18601 | TYCO EPPA-117 [RAYCHEM] S1189 STRESS RELIEF MATERIAL (SRM) | APPROVED FOR USE AT SPACE PARK
18602 | TYCO RAY4084 TDUX AND RDSS LUBRICANT | APPROVED FOR USE AT SPACE PARK.
18603 | HESS 9950 GASOLINE ALL GRADES | Space Park - Any use must be submitted for review on a case by case basis
18604 | IPS WELD-ON DUIT 413 LOW VOC PIPE CEMENT/P-68 PRIMER 1:1 V | ANY USE MUST SUBMITTED FOR REVIEW ON A CASE BY CASE BASIS
18606 | SUNSHINE 13005 SIMPLE GREEN ALL PURPOSE CLEANER/WATER 1:1 V | ANY USE MUST SUBMITTED FOR REVIEW ON A CASE BY CASE BASIS
18607 | IMPERIAL OIL 6434 MOBILGREASE 28 | APPROVED FOR USE AT SPACE PARK
18610 | RECTORSEAL 73851 NICKEL-RICH LUBRICANT | APPROVED FOR USE AT SPACE PARK
18611 | 3M 10-2656-6 SILICONE LUBRICANT | APPROVED FOR USE AT SPACE PARK
18630 | FOMO A16304 POLYURETHANE FOAM CLEANER A | Restricted to 24 ounces on-site
18635 | DUPONT CORLAR SG EPOXY MASTIC LF-63290P FG-090 MIXTURE 2:1V | ANY USE MUST SUBMITTED FOR REVIEW ON A CASE BY CASE BASIS
18637 | DUPONT IMRON 9T11/9T00A:VG805/9M01 CLEAR AC/ADT 4:1:0.5 W | ANY USE MUST SUBMITTED FOR REVIEW ON A CASE BY CASE BASIS
18643 | CUSTOM BUILDING POLYBLEND SANDED GROUT | Restricted to mixing outdoors and away from ventilation intakes. Any other use must be submitted for review on a case by case basis.
18644 | CUSTOM BUILDING VERSABOND FLEX MODIFIED THIN-SET MORTAR | Restricted outdoor mixing of 25 pounds and away from ventilation intakes. All other use must be submitted for review on a case by case basis.
18646 | SULZER METCO TINE WIRE | APPROVED FOR USE AT SPACE PARK
18647 | SHERWIN B66W310 PRO INDUSTRIAL PRO-CRYL PRIMER OFF-WHITE | APPROVED FOR USE AT SPACE PARK
18648 | SHERWIN-WILLIAMS B31W651 PROGREEN 200 LOW VOC S-G X-WHITE | APPROVED FOR USE AT SPACE PARK
18649 | SHERWIN B51W20 PREPRITE PROBLOCK SEALER (DISCONTINUED) | APPROVED FOR USE AT SPACE PARK
18650 | SHERWIN B73W311/B73V300 PRO INDUSTRIAL WB EPOXY 4:1 V EX WHT | APPROVED FOR USE AT SPACE PARK
18654 | HENKEL PL PREMIUM POLYURETHANE CONSTRCTION ADH LOW VOC | Limited to two tubes given respiratory sensitization. Any other use must be submitted for review on a case by case basis.
18655 | INPRO INPRO BOND ADHESIVE | APPROVED FOR USE AT SPACE PARK
18665 | STONHARD STONFLEX MP7 ISO/MP7 PEWTER RESIN 1:1 V | Approved for Rancho Bernardo - same restrictions/controls apply as those listed for Space Park. IF ADEQUATE VENTILATION CAN NOT BE ACHIEVED THEN THE PRODUCT MUST BE USED OFF HOURS.
18669 | STONHARD GS4 PIGMENTED AMINE (BLUSH RESISTANT) | RESTRICTED FOR OFF-HOUR USE ONLY
18671 | STONHARD 1736/828C STONCLAD GS AMINE/RESIN/AGG STEEL GRAY | RESTRICTED FOR OFF HOUR USE ONLY.
18672 | STONHARD STONCLAD AGGREGATE STEEL GRAY | APPROVED FOR USE AT SPACE PARK
18677 | STONHARD STONPROOF CT5 BASE/HARDENER PART B/A 4:1 V | ANY USE MUST SUBMITTED FOR REVIEW ON A CASE BY CASE BASIS
18685 | SHERWIN B66A310 PRO-CRYL UNIVERSAL ACRYLIC PRIMER GRAY | Approved for use at Space Park Site
18686 | SHERWIN B66W651 PRO INDUSTRIAL ACRYLIC SEMI-GLOSS XTRA WHITE | APPROVED FOR USE AT SPACE PARK
18691 | HILTI 318 HIT-RE-500 SD A/B 1:1 V | APPROVED FOR USE AT SPACE PARK
18693 | AKZO NOBEL (GLIDDEN) GP9300 LIFEMASTER NO VOC EGGSHELL | APPROVED FOR USE AT SPACE PARK
18694 | AKZO NOBEL (GLIDDEN) GP9200 LIFEMASTER NO VOC SEMI-GLOSS | APPROVED FOR USE AT SPACE PARK
18706 | CLOROX COMMERCIAL SOLUTIONS CLOROX GERMICIDAL BLEACH | APPROVED FOR USE AT SPACE PARK
18707 | FIBERLOCK 8315 IAQ 1000 MOLD STAIN REMOVER | APPROVED FOR USE AT SPACE PARK
18712 | COX INDUSTRIES DRICON FIRE RETARDANT TREATED WOOD | APPROVED FOR USE AT SPACE PARK
18714 | HILTI 101 SAFETY BOOSTERS 22 25 27 CALIBER BLANK CARTRIDGES | APPROVED FOR USE AT SPACE PARK
18716 | WELLMARK INTERNATIONAL PRECOR 2000 PLUS PREMISE SPRAY (FLEA) | Retricted to 10 ounces on site. Any other use must be reviewed on a case by case basis.
18720 | HELMITIN 59-007 BURKE 101 ACRYLIC WALL BASE ADHESIVE | Approved for use at Space Park.
18725 | SUNCOAST CITRUS KING THE KING OF NATURAL CLEANERS | APPROVED FOR USE AT SPACE PARK
18726 | WR MEADOWS 3425000-5 VOCOMP-25 | APPROVED FOR USE AT SPACE PARK.
18745 | STONHARD 274A/67017B/869C SL PRIMER/RESIN/AGGR A/B 1:1:1 W | RESTRICTED TO OFF-HOUR USE ONLY.
18746 | STONHARD 01827A0/BO ATK PRIMER AMINE/PART B 1:1V | APPROVED FOR USE AT SPACE PARK
18747 | STONHARD 120B STONLUX AT PLATINUM RESIN PART B | APPROVED FOR USE AT SPACE PARK
18748 | STONHARD 855C STONLUX AT AGGREGATE PART C | ANY USE MUST BE SUBMITTED FOR REVIEW ON A CASE BY CASE BASIS
18752 | STONHARD 186D STONFIL OP2 LATEX | APPROVED FOR USE AT SPACE PARK
18753 | STONHARD 101/102C STONFIL OP2 LATEX/C/C-1 | Approved for Rancho Bernardo - same restrictions apply as those listed for Space Park. ENSURE ADEQUATE VENTILATION SO AS NOT TO OVEREXPOSE NG EMPLOYEES. If adequate ventilation can not be achieved then the product must be used off hours
18757 | STONHARD 137A STONLUX AT CURING AGENT PART A | RESTRICTED TO OFF-HOUR USE. ANY USE MUST BE SUBMITTED FOR REVIEW ON A CASE BY CASE BASIS
18797 | AMERICAN REFINING GROUP 4392B THERMOIL BATTERY OIL | APPROVED FOR USE AT SPACE PARK
18798 | BATTERY DE-MISTER THERMOIL BATTERY DESULFATER | APPROVED FOR USE AT SPACE PARK
18800 | RUST-OLEUM 248284 SIE 1-GL EPOXY WB ACTIVATOR | APPROVED FOR USE AT SPACE PARK
18803 | PPG AK2VST/G-A-AK2V 2 VOC ST CURE/GUIDE FORMULA 1:1V | ANY USE MUST SUBMITTED FOR REVIEW ON A CASE BY CASE BASIS
18810 | RC DAVIS CO. TRUE BOND KOTE | APPROVED FOR USE AT SPACE PARK
18812 | TREMCO 108600 601 BURMASTIC COMPOSITE PLY PREMIUM GREEN | Restricted to outdoor use only. Any other use must be submitted for review on a case by case basis.
18813 | TREMCO 36STDT24601 POWERPLY STANDARD FR T24 ROLL | Restricted for outdoor use only. Any other use must be reviewed on a case by case basis.
18814 | TREMCO DEV-T1931-BK24 WIP-POWERPLY WHITE ON WHITE ADHESV.V3 | APPROVED FOR USE AT SPACE PARK
18822 | TREMCO 36SABAS601 POWERPLY SA BASE SHEET-2.0 SQ ROLL | Restricted to outdoor use only. Any other use must be submitted for review on a case by case basis.
18823 | TREMCO 36STDFR601 POWERPLY STANDARD FR-WHITE GRANULE | Restricted to outdoor use only. Any other use must be submitted for review on a case by case basis.
18872 | CERTAINTEED CT 10101-1 SOFT TOUCH DUCT WRAP | Restricted to outdoor use only. Any other use must be submitted for review on a case by case basis.
18874 | FORBO FLOORING FORBO L-910 LINOLEUM ADHESIVE | APPROVED FOR USE AT SPACE PARK
18895 | STONHARD 01822/C2 STONKOTE AT5 ANTISTAT | ANY USE MUST BE SUBMITTED FOR REVIEW ON A CASE BY CASE BASIS
18897 | SIKA 0557501 SIKACRETE 211 | ANY USE MUST SUBMITTED FOR REVIEW ON A CASE BY CASE BASIS
18898 | SIKA 552 SIKAREPAIR 222 | Restricted to outdoor and off hour use and away from ventilation intakes. Any other use must be submitted for review on a case by case basis.
18907 | SHELL 001A0335 SHELL MORLINA OIL 150 | APPROVED FOR USE AT SPACE PARK
18908 | CRC SL3310 LITHIUM GENERAL PURPOSE GREASE | APPROVED FOR USE AT SPACE PARK
18910 | WR GRACE M-85822 BITUTHENE LIQUID MEMBRANE PART A/B 1:1V | ANY USE MUST SUBMITTED FOR REVIEW ON A CASE BY CASE BASIS
18911 | SIKA GROUT 212 GENERAL PURPOSE CEMENTITIOUS GROUT | ANY USE MUST SUBMITTED FOR REVIEW ON A CASE BY CASE BASIS
18912 | WR MEADOWS 1100 (1100-CLEAR) CURING COMPOUND | APPROVED FOR USE AT SPACE PARK.
18913 | US MIX HUB 100 II | OK TO USE IF MIXED OUTDOORS
18926 | GE ADVANCED MATERIALS DE7100 ELASTOMIERIC WATERPROOF COAT | APPROVED FOR USE AT SPACE PARK.
18941 | BAYER SUSPEND POLYZONE | If product is used indoors it must be applied during off-hours.
18962 | FIBERLOCK 8310 SHOCKWAVE | APPROVED FOR USE AT SPACE PARK.
18963 | FIBERLOCK 8360 IAQ 6000 WHITE MOLD RESISTANT COATING | Approved for use at Space Park
18978 | DUPONT M0000626 ADVION COCKROACH GEL BAIT | Approved for use at Space Park.
18979 | EXXON MOBIL MOBIL POLYREX EM | APPROVED FOR USE AT SPACE PARK
18980 | CRC SUPER WHITE MULTI-PURPOSE GREASE (USE CRP 1304) | RESTRICTED TO OFF HOUR USE
19034 | DUNN EDWARDS W6079 AQUAFALL LATEX DRY FALL FLAT COATING | Approved for use at Space Park
19058 | SENTINEL 805 ENVIROWASH | Approved for Space Park Use
19070 | E-Z MIX S M N MORTAR AND WALL MUD | Space Park Site Only - any use must be submitted for review on a case by case basis.
19074 | STONHARD 235D STONFIL OP2 PRIMER LATEX | Approved for Rancho Bernardo- same restrictions/controls apply as those listed for Space Park
19075 | SHERWIN B66N310 PRO-INDUSTRIAL PRO-CRYL PRIMER RED OXIDE | Approved for Space Park use; Approved for Palmdale use
19083 | DUNN-EDWARDS EVSH10 EVERSHIELD EXTERIOR FLAT PAINT | Approved for use at Space Park.
19110 | BASF 471574 TERMIDOR DRY TERMITICIDE 0.5% FIPRONIL | Approved for use at Space Park.
19114 | DUNN EDWARDS BRPR00-1-WH BLOC-RUST PREMIUM PRIMER WHITE | Review on a case-by-case basis
19116 | DUNN EDWARDS VNSL00-0 VINYLASTIC SELECT WALL SEALER | Approved for use at Space Park.
19123 | DUCTMATE 440 GASKET TAPE | APPROVED FOR USE AT SPACE PARK
19124 | TREMCO 93163V260 TREMPROJS773 OFFWHT-52 USGL-W/L(43.51GL) | APPROVED FOR USE AT SPACE PARK
19125 | KNAUF INSULATION 1014 FIBER GLASS INSULATION-ECOSE-TECHNOLOG | APPROVED FOR USE AT SPACE PARK
19126 | WOLVERINE SILVALOY ALLOYS (VARIOUS PC) | APPROVED FOR OUTDOOR USE ONLY. ANY OTHER USE MUST BE SUBMITTED FOR REVIEW ON A CASE BY CASE BASIS.
19127 | WOLVERINE ECONOBRITE SILVABRITE 100 SILVALOY B-7T B-7TV.. | RESTCTED TO OUTDOOR USE ONLY DUE TO TOXICITY OF WELDING FUMES. ANY OTHER USE MUST BE SUBMITTED FOR REVIEW ON A CASE BY CASE BASIS.
19128 | WF TAYLOR FINALE 2040 PREMIUM COVE BASE ADHESIVE | Approved for use at Space Park.
19136 | HARRIS 0123 METAL ALLOY | APPROVED FOR USE AT SPACE PARK
19137 | PROSOCO SURE KLEAN WEATHER SEAL SILOXANE PD | APPROVED FOR USE AT SPACE PARK
19138 | CURECRETE CHEMICAL ASHFORD FORMULA | APPROVED FOR USE AT SPACE PARK
19153 | TREMCO 505410805 TPA LV SINGLE PLY BONDING ADHESIVE 5 GAL | APPROVED FOR USE AT SPACE PARK
19154 | TREMCO 505345 503 TPA 45 ORIGINAL MIL FIELD SHEET 78X108 | APPROVED FOR USE AT SPACE PARK
19156 | US MIX CO HUB SUPER BONDCRETE | APPROVED FOR USE AT SPACE PARK.
19172 | TNEMEC 27WB-OOWHA TYPOXY ARCTIC WHITE | APPROVED FOR USE AT SPACE PARK
19173 | TNEMEC 27WB-0027B TYPOXY CONVERTER | APPROVED FOR USE AT SPACE PARK
19174 | HB FULLER (CP0110) CHILDERS VI-CRYL CP-11 | APPROVED FOR USE AT SPACE PARK
19175 | DOW CORNING HVAC/R SEALANT ALUMINUM | APPROVED FOR USE AT SPACE PARK
19176 | JOHNS MANVILLE1009 FIBER GLASS WOOL COMMERICAL INSULATION | ANY USE MUST SUBMITTED FOR REVIEW ON A CASE BY CASE BASIS
19177 | SPEEDLINE CORP 73-20 RTV ADHESIVE/SEALANT | APPROVED FOR USE AT SPACE PARK
19193 | IRWIN CHALK - BLACK RED-WHITE VAR OTHER COLORS | APPROVED FOR USE AT SPACE PARK
19194 | 3M FIRE BARRIER SEALANT FD (FIREDAM) 150+ BLUE | APPROVED FOR USE AT SPACE PARK
19195 | 3M FIRE BARRIER WATERTIGHT SEALANT 3000 WT | APPROVED FOR USE AT SPACE PARK
19196 | UNITED STATES GYPSUM SHEETROCK ACOUSTICAL SEALANT | Approved for use at Space Park
19199 | TREMCO 253100 817 TREMPRIME NON-POROUS PRIMER | ANY USE MUST SUBMITTED FOR REVIEW ON A CASE BY CASE BASIS
19210 | CTS RAPID SET MORTAR MIX | APPROVED FOR USE AT SPACE PARK.
19211 | OMEGA PRODUCTS OMEGA AKROFLEX | APPROVED FOR USE AT SPACE PARK.
19213 | JPS COMPOSITE 1093 WOVEN FIBERGLASS FABRIC (SDS107) | APPROVED FOR USE AT SPACE PARK.
19215 | LARSEN WELD-CRETE | APPROVED FOR USE AT SPACE PARK
19216 | OMEGA PRODUCTS OMEGA FOAMTEK20 | Restricted to mixing outdoors given chronic toxicity. Any other use must be submitted for review on a case by case basis.
19220 | NUTEAK MAST MA-4920-SW HIGH PERFORM FAST SET ADHESIVE | APPROVED FOR USE AT SPACE PARK.
19230 | CUSTOM BUILDING POLYBLEND NON-SANDED GROUT (ALL COLORS) | Restricted to mixing outdoors and away from ventilation intakes. Any other use must be submitted for review on a case by case basis.
19232 | CUSTOM BUILDING 709 RELIBOND CERAMIC TILE ADHESIVE | APPROVED FOR USE AT SPACE PARK.
19233 | CUSTOM BUILDING AQUA MIX PENETRATING SEALER | Approved for use at Space Park
19234 | CUSTOM BUILDING VERSABOND FORTIFIED MORTAR | Restricted to mixing outdoors only given chronic toxicity. Any other use must be submitted for review on a case by case basis.
19241 | SHERWIN B66W653 PRO INDUSTRIAL ACRYLIC SEMI-GLOSS DEEP BASE | Approved for use at Space Park.
19242 | BASF CONSTRUCTION GROUT RC | Restricted to mixing with water outdoors. Ensure eye wash shower in the area of use. Mixing indoors must be submitted for review on a case by case basis.
19247 | SIKA 553 SIKAREPAIR 223 | Restricted to outdoor and off hour use and away from ventilation intakes. Any other use must be submitted for review on a case by case basis.
19253 | DUNN EDWARDS ESPROO-0 EFF-STOP PREMIUM PRIMER/SEALER | APPROVED FOR USE AT SPACE PARK.
19264 | STONHARD 07453/829 STONCLAD HT AMINE/RESIN/AGG.BRICK RED | ANY USE MUST BE SUBMITTED FOR REVIEW ON A CASE BY CASE BASIS. CONTRACTOR TO PROVIDE EYE WASH ANS SHOWER IN WORK AREA.
19265 | STONHARD 07313 HT PRIMER RESIN/AMINE 500 SERIES 1:1 V | APPROVED FOR USE AT SPACE PARK. CONTRACTOR TO ENSURE EYE WASH AND SHOWER IN WORK AREA.
19268 | STONHARD 60XXA0/6000B0 STONKOTE GS4 RESIN/HARDENER B/A 1:1 V | Approved if mixed outdoors. ENSURE ADEQUATE VENTILATION SO AS NOT TO EXPOSE NG EMPLOYEES. IF ADEQUATE VENTILATION CAN NOT BE ACHIEVED THEN THE PRODUCT MUST BE USED OFF-HOURS
19269 | STONHARD 66520C STONCLAD TX4 | APPROVED FOR USE AT SPACE PARK.
19270 | STONHARD STONPROOF ME7 COATING BASE/HARDENER 1:1 V | APPROVED FOR USE AT SPACE PARK.
19271 | STONHARD STONSET PM5 EPOXY PATCHING MORTAR RESIN/HARD 1:1 V | APPLIED DURING OFF HOURS ONLY. ENSURE EYE WASH AND SHOWER IN WORK AREA.
19272 | PPG AK2-3/AK2V-B AMERLOCK 2/400 RESIN/2 VOC CURE 1:1 V WHITE | Restricted to outdoor use to one container due to flammability and toxicity. Ensure eye wash shower in work area. Any other use shall be submitted for review on a case by case basis.
19286 | BELZONA 5811(IMMERSION GRADE) BASE/SOLIDIFIER 1:1V | R-A. Restricted to oudoor use only given toxicity. Any other use must be submited for review on a case by case basis. Contractor to comply with their hazard communication program wear PPE in accordance with MSDS and ensure adequate ventilation so as not to expose NG employees.
19290 | AERVOE 7008 BRITE GALVANIZE COATING 65% ZINC RICH PSU | Restricted to 26 ounces. Any other use must be submitted for review on a case by case basis.
19293 | WELCO MANUFACTURING WEL-COTE TRISODIUM PHOSPHATE | APPROVED FOR USE AT SPACE PARK.
19295 | SCIENCELAB SLS3025 SODIUM METABISULFITE | APPROVED FOR USE AT SPACE PARK.
19296 | SCIENCELAB SLB2533 BORIC ACID | APPROVED FOR USE AT SPACE PARK.
19299 | MICRONOVA MEGACLEAN MC1-Q MC1-G MC1-5G MC1-55G MC1-C20 | Approved for use at Space Park.
19320 | COMPAC CORP T-4B #166 DUCT TAPE | APPROVED FOR USE AT SPACE PARK.
19350 | SIKA SIKAFLEX 2C NS SEALANT PART A/B 1:1 V | Restricted to 3 gallons indoors given flammability.
19351 | TREMCO 304510LV805 TREMPROOF 250 GC-R-LV 5 GAL | Approved for outdoor use and restricted indoors.
19352 | TREMCO 534601503 TREMDRAIN 1000 | Approved for use at Space Park.
19353 | WARREN DISTRIBUTION SUPER TECH MOLY LITHIUM GREASE | Approved for contractors use at Space Park
19354 | SCIENCELAB SLA3502 ACETONE | Approved for use but limited to 1 gal indoors/outdoors due to extreme flammability.
19357 | HYDROTEX G-10 DELUX 670 COPR GEAR COTE | Approved for Contractors use at Space Park
19392 | FIBERLOCK 7460 7469 FIREBOND CONCENTRATE BONDING AGENT | APPROVED FOR USE AT SPACE PARK.
19393 | WR GRACE Z-01797 MK-6-HY FIREPROOFING | Due to chronic toxicity for indoor during off hours use only.
19401 | HR PRODUCTS CHRISTYS PURPLE PRIMER | Restricted to 2-12 ounce containers given extreme flammability and can cause severe eye injury
19413 | BELZONA 1117 2221 (MP FLUID ELASTOMER) SOLIDIFIER/BASE 1:1V | Approved for outdoor use at Space Park. Any other use indoors must be approved on a case by case basis.
19414 | BELZONA 1017 2211(MP HI-BUILD ELASTOMER)SOLIDIFIER/BASE 1:1V | approved for outdoor use only due to respiratory sensitization. Review for indoor uss on a case by case basis.
19419 | FIBERLOCK 8320 IAQ 2000 DISINFECTANT AND FUNGICIDE | Approved for use at Space Park. Ensure eye wash/shower is within 10 seconds of use.
19421 | BELZONA 3203 4911 (MAGMA TX CONDITIONER) BASE | APPROVED FOR CONTRACTORS USE AT SPACE PARK
19466 | BELL LABORATORIES DITRAC ALL-WEATHER BLOX RODENTICIDE | Approved for use at Space Park.
19476 | BASF PT PI PRESSURIZED CONTACT INSECTICIDE AEROSOL | If product is used indoors it must be applied during off-hours.
19478 | SYNGENTA A12690A DEMAND CS INSECTICIDE | Approved for use at Space Park.
19481 | RPM MOHAWK M645-2206 WATERBORNE STAIN DARK GOLDEN OAK | Approved for Use at Space Park
19482 | SHERWIN B34W851 PROCLASSIC INT WB ACRYLIC-ALKYD SEMI-GLOSS | APPROVED FOR SPACE PARK USE
19483 | SHERWIN B31W2651 PROMAR 200 ZERO VOC LATEX SG EXTRA WHITE | Approved for Use at Space Park
19485 | SHERWIN B73W311 PRO INDUSTRIAL O VOC WB EPOXY PART A | APPROVED FOR USE AT SPACE PARK
19486 | SHERWIN B58W620 MACROPOXY 646-100 FAST CURE EPOXY PART A WHT | Any use must be reviewed on a case by case basis
19487 | SHERWIN B51W8020 MULTI-PURPOSE LATEX PRIMER INT/EXT LATEX | Restricted to outdoor use or indoors without NGAS exposure given reproductive effect
19495 | SINAK WCE SINAK THE CURE | Approved for Use at Space Park
19496 | SPARTAN 4055 ISHINE | Restricted R--A Use indoors duing off hours given CNS depressant.
19497 | 3M NEUTRAL CLEANER CONC(PRODUCT NO 3 TWIST N FILL | Restricted to 1 quart given toxicity of the product .FOR JANITORIAL USE ONLY.
19498 | 3M 08-2578-6 TROUBLESHOOTER FINISH REMOVER CONC. NO.21 TWIST | Restricted (not R-A) to 1 quart and used during off hours given flammability and toxiicty
19508 | DUNN EDWARDS WSPRO WB SYN-LUSTRO PREMIUM METAL PRIMER | Approved for Use at Space Park
19509 | DUNN EDWARDS SSHL40-0 SPARTASHIELD SATIN/LOW SHEEN PAINT | APPROVED FOR USE AT SPACE PARK
19516 | LIPHATECH FIRST STRIKE SOFT BAIT RAT AND MICE RODENTICIDE | If product is used indoors it must be applied during off-hours.
19528 | BRICKFORM M3-100 BRICKFORM SAFETY-SEAL 100 VOC | FIRE: Restricted to no more than one gallon in use at a time remainder to be stored on exterior of building.
19564 | IPS SEAM-IT 2-COMPONENT SOLID SURFACE JOINT ADHESIVE 10:1 V | Restricted to one tube. Any other use must be approved on a case by case basis.
19565 | OSI SEALANTS POLYSEAMSEAL 100 PERCENT SILICONE SEALANT | APPROVED FOR USE AT SPACE PARK.
19569 | JOHNSON LAMINATING JOHNSON HIGH PERFORMANCE FILM | APPROVED FOR USE AT SPACE PARK.
19574 | VPI 150 CONDUCTIVE EPOXY ADHESIVE PART A | APPROVED FOR USE AT SPACE PARK.
19575 | VPI 150 CONDUCTIVE EPOXY ADHESIVE PART B | APPROVED FOR USE AT SPACE PARK.
19577 | SHERWIN B31W851 PROCLASSIC INT SG ENAMEL XTRA WHITE | APPROVED FOR USE AT SPACE PARK.
19588 | JR SIMPLOT BEST PLANT TAB 20-10-5 SLOW RELEASE FERTILIZER | APPROVED FOR USE AT SPACE PARK.
19589 | JR SIMPLOT BEST TRIPLE TWELVE 12-12-12 GENERAL FERTILIZER | APPROVED FOR USE AT SPACE PARK.
19593 | JTM PRODUCTS EASE ON WATER DISPERSIBLE PIPE JOINT LUBRICANT | Approved for use at Space Park.
19594 | SCIENCELAB SLS2341 SODIUM THIOSULFATE PENTAHYDRATE | Approved for use at Space Park.
19603 | RADNOR 64000120 RADNOR NOZZLE GEL | APPROVED FOR USE AT SPACE PARK
19611 | BASF CONSTRUCTION CHEMREX CX-941 POLYURETHANE ADHESIVE | RESTRICTED ON A CASE BY CASE BASIS.
19612 | PIONEER SAWDUST SWEEP/SORB SWEEPING COMPOUND | APPROVED FOR USE AT SPACE PARK.
19613 | DOW CORNING 795 SILICONE BUILDING SEALANT GRAY | Approved for use at Space Park.
19617 | HILTI CP 672 FIRESTOP JOINT SPEED SPRAY | Approved for use at Space Park.
19621 | CTS RAPID SET CEMENT ALL | Retrict to mixing outdoors and away from ventilation intakes.
19622 | RUST-OLEUM 2524838 INVERTED MARKING SPRAY CAUTION BLUE PSU | Restricted to 1 can used outdoors and away from ventilation intakes.
19623 | RUST-OLEUM 2545838 INVERTED MARKING SPRAY CAUTION YELLOW PSU | Restricted to 1 can used outdoors and away from ventilation intakes.
19624 | RUST-OLEUM 2596838 INVERTED MARKING SPRAY IN CLEAR PSU | Restricted to 1 can used outdoors and away from ventilation intakes.
19625 | RUST-OLEUM 207464 PRO FLUORESCENT GREEN MARKING AEROSOL | Restricted to 1 can used outdoors and away from ventilation intakes.
19626 | RUST-OLEUM 255641 INVERTED MARKING SPRAY IN FLUOR PINK PSU | Restricted to 1 can used outdoors and away from ventilation intakes.
19627 | RUST-OLEUM 2558838 INVERTED MARKING SPRAY IN RED-ORANGE PSU | Restricted to 1 can used outdoors and away from ventilation intakes.
19628 | RUST-OLEUM 2544838 INVERTED MARKING SPRAY HI VIS YELLOW PSU | Restricted to 1 can used outdoors and away from ventilation intakes.
19629 | RUST-OLEUM 2592838 INVERTED MARKING SPRAY IN WHITE PSU | Restricted to 1 can outdoors and away from ventilation intakes.
19630 | RUST-OLEUM 2564838 INVERTED MARKING SPRAY IN SAFETY RED PSU | Restricted to 1 can outdoors and away from ventilation intakes.
19631 | SHERWIN RECOATABLE EPOXY PRIMER PART G/H 1:1 V | Restricted to 25 gallons outdoors and away from ventilation intakes. Any other use must be reviewed on a case by case basis.
19632 | MOTSENBOCKERS LIFT OFF PAINT AND VARNISH REMOVER | Restricted for use as a cured coating stripper only.
19633 | SCULPT NOUVEAU SMART COAT 2K LACQUER | Approved for use at Space Park.
19634 | SANCHEM NO-OX-ID PWL-600 RUST PREVENTATIVE COATING | Approved for use at Space Park.
19636 | SHERWIN B97YD2467 PRO PARK MARKING PAINT YELLOW | Restricted to 1 can outdoors and away from ventilation intakes.
19637 | SHERWIN B97WD2434 PRO PARK MARKING PAINT WHITE | Restricted to 1 can outdoors and away from ventilation intakes.
19650 | SHERWIN B31TJ8654 SOLO S-G I/E LOW VOC ACRYLIC ENAMEL UDB | APPROVED FOR USE AT SPACE PARK.
19654 | GEORGE FISHER GF CONTAIN IT CARTRIDGE ADHESIVE A/B 0.9:0.1 V | Restricted one Part A and B one gallon container outdoors or used indoors during off hours. Any other use must be reviewed and approved on a case by case basis.
19656 | RECTORSEAL BETTER BUBBLE LEAK LOCATOR | Approved for use at Space Park.
19657 | RECTORSEAL 97132 PLUMBERS PUTTY | Approved for use at Space Park.
19658 | RECTORSEAL 31300 TRU-BLU PIPE THREAD SEALANT | Approved for use at Space Park.
19660 | RECTORSEAL 22631 NO. 100 VIRGIN PIPE THREAD SEALANT | Approved for use at Space Park.
19661 | RECTORSEAL 72851 COPPER RICH HI TEMP ANTI-SEIZE LUBRICANT | Approved for use at Space Park.
19664 | WOLVERINE 29777 TIN/ANTIMONY (95/5) SOLDER ALLOY | Use outdoors or indoors with local exhaust ventilation.
19668 | SPEARS PRIMER-68 LOW VOC PRIMER | Restricted to one container outdoors or indoors with adequate ventilation and ensure eye wash in the area of use. Any other use must be reviewed on a case by case basis.
19675 | SHERWIN B97BD2021 PRO PARK MARKING PAINT BLACK | Approved for use at Space Park
19676 | SHERWIN B97LD2022 PRO PARK MARKING PAINT BLUE | Approved for use at Space Park
19679 | AOC K022-CCC-00/NORAC NOROX MEKP-925-H RESIN/CATALYST 6:1 V | Restricted to 7 ounce mixuture on site. Ensure eye wash shower in the immediate area as capable causes blindness. Any other use must be reviewed on a case by case basis.
19680 | HILTI CF 810 CRACK AND JOINT FOAM | Restricted to outdoor use or indoors during off hours. Limited to 4 23 ounce containers. Any other use must be reviewed on a case by case basis.
19688 | AKZO NOBEL 3537 GLIDDEN ULTRA HIDE INT/EXT OIL/ALKD SG PAINT | Restricted to outdoors or indoors during NGAS off-hours. Any other use must be approved for use on a case by case basis.
19690 | DESIGN POLYMERICS DP 3040 WATER BASED VAPOR BARRIER COATING | Approved for use at Space Park.
19693 | SHERWIN A24W8300 LOXON CONCRETE AND MASONRY PRIMER WHITE | Approved for use at Space Park.
19694 | SHERWIN A24W451 LOXON XP WATERPROOF COATING WHITE | Approved for use at Space Park.
19695 | STONHARD STONSET PM5 GROUT KIT A/B 1:1 V (USE CRP 19271) | Restricted to off hours or outdoor use. Ensure eye wash and shower in the area of use. Any other use must be reviewed on a case by case basis.
19705 | MANUS PRODUCTS MANUS-BOND 75-AM ELASTOMERIC ADHESIVE | Approved for use at Space Park.
19707 | DOW CORNING 03138500 999A SILICONE GLAZING SEALANT ALUMINUM | Approved for use at Space Park.
19708 | WAXIE PURE REFLECTION FLOOR FINISH | Approved for use at Space Park.
19710 | DUNN-EDWARDS SPMA40 SUPREMA LOW SHEEN PAINT (USE CRP 24211) | Approved for use at Space Park.
19711 | ONE SHOT 102-L LETTERING ENAMEL IN FIRE RED | Restricted to 3 quarts indoors or outdoors. Larger quantity must be submitted for review on a case by case basis.
19712 | ONE SHOT 103-L LETTERING ENAMEL IN POLAR WHITE | Restricted to 3 quarts indoors or outdoors. Any other use must be submitted for review on a case by case basis.
19713 | ONE SHOT 104-L LETTERING ENAMEL IN BRIGHT RED | Restricted to 3 quarts indoors or outdoors. Any other use must be submitted for review on a case by case basis.
19714 | ONE SHOT 115-L LETTERING ENAMEL IN DARK BROWN | Restricted to 3 quarts indoors or outdoors. Larger quantity must be submitted for review on a case by case basis.
19715 | ONE SHOT 155-L LETTERING ENAMEL IN REFLEX BLUE | Restricted to 3 quarts indoors or outdoors. Larger quantity must be submitted for review on a case by case basis.
19716 | ONE SHOT 158-L LETTERING ENAMEL IN DARK BLUE | Restricted to 3 quarts outdoors and indoors. Larger quantity must be submitted for review on a case by case basis.
19717 | ONE SHOT 195-L LETTERING ENAMEL IN MEDIUM GRAY | Restricted to 3 quarts indoors or outdoors. Larger quantity must be submitted for review on a case by case basis.
19718 | ONE SHOT 199-L LETTERING ENAMEL IN BLACK | Restricted to 3 quarts indoors or outdoors. Larger quantity must be submitted for review on a case by case basis.
19722 | WEST SYSTEM 650 G/FLEX EPOXY RESIN/HARDENER A/B 1.2:1 V | Approved for use at Space Park.
19723 | CHEM LINK M-1 STRUCTURAL SEALANT | Approved for use at Space Park.
19725 | COOPER CROUSE HINDS HTL4 HIGH TEMPERATURE THREAD LUBRICANT | Approved for use at Space Park.
19731 | PPG AMV-T1A/01 AMERSHIELD VOC DEEP TINT RESIN | Restricted to 1 gallon outdoors. Any other use must be submitted for review on a case by case basis.
19752 | ESAB AWS A5.1 A 5.5 ATOM ARC LOW HYDROGEN WELDING ELECTRODES | Use indoors off-hours and with local exhaust.
19791 | TREMCO VULKEM 360 NF SL POLYURETHANE BASECOAT | Restricted to 5 gallons outdoor use only. Any other use must be submitted for review on a case by case basis.
19792 | TREMCO VULKEM 951 NF CLEAR TOPCOAT/CATALYST 3.75:0.85 V | Restricted to 5 gallons used outdoors only given toxicity. Any other use must be submitted for review on a case by case basis.
19797 | SUNSHINE 18300 SIMPLE GREEN STAINLESS STEEL ONE-STEP CLEANER | Approved for use at Space Park.
19841 | BAYER 102000002537 DRIONE INSECTICIDE | Restricted to 16 ounces per year. Any other use must be reviewed and approved on a case by case basis.
19850 | CONTROLLED RELEASE INSTANT POWDER KEGS | Restricted submit for review on a case by case basis.
19851 | NU-CALGON 4171 EVAP FOAM NO RINSE COIL CLEANER AEROSOL | Restricted submit for review on a case by case basis.
19852 | BIO-CIDE OXINE ANTIMICROBIAL PESTICIDE | Approved for Space Park use
19855 | AIRGAS 001025 HELIUM GAS | Approved for use at Space Park.
19856 | BASF [WHITMORE MICRO-GEN] 413973 WASP FREEZE | Approved for use at Space Park.
19857 | LIPHATECH GENERATION MINI BLOCKS | If product is used indoors it must be applied during off-hours.
19858 | BASF 256709 TERMIDOR 9.1 PERCENT SC | Approved for use at Space Park.
19859 | BASF CY-KICK CS INSECTICIDE | If product is used indoors it must be applied during off-hours.
19860 | UNIVAR MASTERLINE BIFENTHRIN 7.9 TERMICIDE/INSECTICIDE | Submit for review on a case by case basis..
19861 | DUPONT M0000641 ADVION ANT BAIT ARENA | Approved for use at Space Park.
19862 | DUPONT 130000036528 ADVION ANT GEL | Approved for use at Space Park.
19863 | DUPONT M0000642 ADVION COCKROACH BAIT ARENA | Appproved for use at Space Park.
19864 | FMC 6545 CB-80 INSECTICIDE | Restricted to 16 ounces at any time on site. Any other use must be submitted for review on a case by case basis.
19872 | EXXON MOBIL 478669-00 CAT DEO 15W-40 DIESEL ENGINE OIL | Approved for use at Space Park.
19873 | CHEVRON TEXACO 07962 CAT DEAC PREMIX 50/50 | Approved for use at Space Park.
19874 | VALSPAR 082.2223111 BATTERY CLEANER CATERPILLAR PSU | Restricted to 12 ounce can. Any other larger quantity must be submitted for review on a case by case basis.
19876 | MX FACTOR 15606-CA BRAKE PARTS CLEANER PSU | Restricted to 12 ounce can at any time on site. Any other larger quantity must be submitted for review on a case by case basis.
19879 | MCLAUGHLIN PYROCIDE 100 | Restricted for outdoor use or indoors during off hours.
19903 | CTS RAPID SET CONCRETE MIX | Space Park Site: Restricted to mixing outdoors only. Any other use must be approved on a case by case basis.
19920 | LATICRETE 9235 WATERPROOF MEMBRANE | Approved for use at Space Park.
19929 | HENKEL LOCTITE 641 RETAINING COMPOUND | Approved for use at Space Park.
19933 | ZEP 0030 ZEP 70 AEROSOL PENETRATING LUBRICANT PSU | Approved for use at Space Park
19934 | ZEP F500 FORMULA 50 RTU CLEANER | Restricted to a case by case basis.
19935 | ALMATIS 149 ACTIVATED ALUMINA | Approved for use at Space Park.
19936 | BONSAL SAKRETE 5000 PLUS HIGH STRENGTH CONCRETE MIX | Approved for use at Space Park.
19937 | SHERWIN S00740 SPRAYON ZINC-RICH COLD GALVANIZING CMPD PSU | Restricted to 1 16 ounce can. Any other use must be reviewed on a case by case basis.
19940 | MAGNAFLUX MAGNETIC RED PARTICLES 8A | Approved for use at Space Park.
19961 | SCIENCELAB SLI1153 ISOPROPYL ALCOHOL DILUTED W/DI WATER 3% | Restricted to 3 gallons outdoors. Any other use must be submitted for review on a case by case basis.
19967 | BOSTIK BIG TILE AND STONE SERIES CEMENT | Mixing is restricted outside of buildings and away from ventilation intakes. Given corrosive nature of the product and causes blindness ensure eyewash station and shower within 10 seconds of use.
19968 | BOSTIK D63090 60L LATEX UNDERLAYMENT LIQUID | Approved for use at Space Park.
19972 | FIRE PROTECTION 03-150-00 LUBEFIT PIPE JOINT LUBRICANT | Approved for use at Space Park.
19973 | WS DODGE THREAD GAIN 200-X OR 200-XL LUBRICANT | Approved for use at Space Park.
19976 | ROCKWELL LABS INVADE BIO FOAM HOT SPOT | Approved for use at Space Park.
19988 | ATLAS COPCO ROTO GLIDE GREEN | Approved for use at Space Park
19990 | ATLAS COPCO ROTO Z COMPRESSOR OIL | Approved for Space Park Site
19991 | ATLAS COPCO ROTO-XTEND DUTY FLUID COMPRESSOR OIL | Approved for use at Space Park.
20002 | FORBO FLOORING FORBO L 885 ADHESIVE | Approved for use at Space Park.
20003 | GRABBER GGEFC10 GRABBERGUARD EFC FIRE CAULK | Approved for use at Space Park.
20007 | THERMAFIBER BONDED PRODUCTS INSULATION | Approved for use at Space Park.
20008 | CERTAINTEED COMMERCIAL INSULATION | Approved for use at Space Park.
20073 | HSI FIRE AND SAFETY SMOKECHECK 25S AEROSOL | Restricted to no more than two cans in the building. The rest of product to be stored outside.
20079 | 3M FIRE BARRIER 2000+ PREMIUM SILICONE SEALANT | Approved for use at Space Park.
20089 | MONOPOLE 2700 DEX COAT CLEAR AND COLORS | APPROVED FOR USE AT SPACE PARK.
20130 | ARKEMA FORANE 407C REFRIGERANT (VIRGIN/BULK) | Approved for use at Space Park
20138 | NUSIL CV-2289-1 SILICONE PART A/B 1:1 W | Approved for use at Space Park.
20139 | STONHARD 777D STONEFLEX MP7 SURFACE TREATMENT | Approved for use at Space Park
20143 | AKZO NOBEL LN-903 LIQUID NAILS HD CONSTRUCTION ADHESIVE | Approved for use at Sapce Park
20146 | JOHNSON CONTROLS YORK K OIL | Approved for use at Space Park.
20147 | GRABBER GGIFC29 GRABBERGUARD IFC FIRE CAULK | Approved for use at Space Park.
20148 | BAYER 102000011452 PREMISE FOAM INSECTICIDE | Approved for use at Space Park.
20149 | PERMA-LINER INDUSTRIES PERMA-LINER RESIN PART A/B 2:1 V | Approved for use at Space Park. Ensure eyewash and shower in area of use.
20171 | TREMCO 960712 DYMONIC FC SEALANT IN GRAY | Restricted to outdoor use only. Any other use must be approved on a case by case basis.
20172 | PRAXAIR HELISTAR A1025 HELIUM/ARGON/CARBON DIOXIDE MIXTURE | Approved for use at Space Park.
20173 | PRAXAIR PRS50002 PROSTAR NOZZLE TIP DIP | Approved for use at Space Park.
20197 | HARRIS PRODUCTS ER309L WELDING STAINLESS STEEL WIRE OR ROD | Restricted to welding outdoors only. Any other use must be submitted for review on a case by case basis.
20199 | RUST-OLEUM 2578838 PRO LSPR STRIPING PAINT BLACK AEROSOL | Restricted to 2-15 ounce containers and for outdoor use only. Any other use must be submitted for review on a case by case basis.
20208 | WJ RUSCOE P-44 PAN-L-BOND URETHANE ADHESIVE | Restricted to off hour use with adequate local exhaust ventilation.
20209 | HILTI HIT-HY 150 MAX RESIN/HARDENER FOIL PACK CARTRIDGE | Approved for use at Space Park.
20228 | SHERWIN B20W2651 PROMAR 200 ZERO VOC LATEX EG WHT(USE 26665) | Approved for use at Space Park.
20236 | SHERWIN A24W100 LOXON MASONRY COATING SYSTEMS CONDITIONER | Approved for use at Space Park.
20238 | SHERWIN A5W151 SHERLASTIC COATING XTRA WHITE TINTING BASE | Approved for use at Space Park.
20253 | DAP ELASTOPATCH FLEXIBLE PATCHING COMPOUND | Restricted to 1 55 pound container when used indoors. Any other use must be submitted for review on a case by case basis.
20254 | OMEGA PRODUCTS STYROGLUE DRYBOND CEMENT ADHESIVE | Restricted to outdoor mixing. Any other use must be submitted for use on a case by case basis.
20259 | SIKA SIKADUR 31 HI MOD GEL ADHESIVE A/B 1:1 V | Restricted to outdoor use only. Any other use must be approved on a case by case basis.
20260 | SIKA SIKADUR 32 HI MOD LPL ADHESIVE A/B 1:1 V | Restricted to outdoor use only. Any other use must be submitted for review.
20261 | SUNOCO ACETONE (OBSOLETE) | Restricted to 1gallon use outdoors and up to 5 gallons in storage. Any other use must be submitted for review on a case by case basis.
20262 | SIKA ARMATEC 110 EPOCEM COATING PART A/B/C 1:1:1 W | Outdoor use only. Any other use must be submitted for use on a case by case basis.
20296 | RUG DOCTOR ANTI-ALLERGEN CARPET CLEANER | Approved for use at Space Park.
20316 | STONHARD STONCHEM 310 RESIN/AMINE/AGGREGATE 1:1:1 V | Restricted to outdoor use only. Any other use must be reviewed and approved by ESH.
20333 | UNISOURCE U23001/U23002 CLING BRITE CLEANER DEODERIZER | Restricted to outdoor use or diluted for indoor use. Mix outdoors. Ensure eye wash and shower in the area of use. Any other use must be submitted for review on a case by case basis.
20340 | PECORA DYNATRED POLYURETHANE SEALANT BA/AC 1:1 V | Restricted to outdoor use only and away from ventilation intakes. Any other use must be submitted for review on a case basis.
20347 | STONHARD 52313 STONCHEM EPOXY PRIMER AMINE/RESIN 1:1 V | Restricted to outdoor use only. Any other use must be reviewed on a case by case basis.
20395 | DESIGN POLYMERICS DP 2540 BLACK PROTECTIVE COATING | Contractors to comply with their hazard communication program wear PPE in accordance with MSDS and ensure adequate ventilation so as to not expose NG employees.
20396 | MONOPOLE 5800 ULTRA-PRIME DECK PRIMER | Approved for use at Space Park. Contractor shall comply with their Hazard Communication Program wear PPE in accordance with MSDS and ensure adequate ventilation so as not to expose NG employees.
20409 | ENNIS WATERBORNE LF FAST DRY TRAFFIC PAINT (ALL COLORS) | Restricted to outdoor use only. Any other use must be reviewed on a case by case basis. Ensure eye wash station within 100 feet of use.
20417 | SHERWIN B66T654 PRO IND 0 VOC ACRYLIC COAT S/G UDB | Approved for use at Space Park
20422 | MAINTEX 1518 IMPACT EES EXTRACTION SOLUTION | Approved for use at Space Park.
20445 | WILSONART DECORATIVE LAMINATE (ALL GRADES) | Approved for use at Space Park.
20446 | NEVAMAR HIGH PRESSURE DECORATIVE LAMINATE | Approved for use at Space Park.
20447 | SHERWIN B65W721/B65V720 ACROLON 100 HS WB TINT BASE 4:1 V | Approved for use at Space Park
20448 | SHERWIN B28W2600 PROMAR 200 ZERO VOC INT LATEX PRIMER WHITE | Approved for use at Space Park
20449 | SHERWIN B65T724/B65V720 ACROLON 100 HS WB CLEAR A/B 4:1 V | Restricted to outdoor use with ventilation intakes covered. Any other use must be approved on a case by case basis.
20450 | SHERWIN B42W200/B42V201 CEMENT-PLEX 875 FILLER A/B 1:1 V | Approved for use at Space Park.
20460 | TREMCO DEV1440DC805 DEV ROCK-IT WB ADHESIVE | Restricted to off-hour use only and cover ventilation with carbon filters.
20496 | ADVANCED COATING ACU-SHIELD COATING | Approved for use at Space Park.
20528 | CUSTOM AEROSOL ACRYLIC LACQUER AEROSOL (ALL COLORS) | Restricted for use outdoors only and on a case by case basis.
20549 | CLAUSEN ALL PURPOSE SPOT REMOVER | Approved for use at Space Park.
20562 | MAINTEX 1510 DRI-FAS CARPET SHAMPOO | Restricted to dilution of one part carpet shampoo to 10 parts water.
20563 | MAINTEX 1127 GROUT BRIGHTENER | Approved for use at Space Park as long as eye wash in the immediate area of product use.
20565 | MAINTEX 1122 FAST-ACTION OVEN AND GRILL CLEANER | Approved for use as long as eye wash station in the immediate area of use.
20663 | WF TAYLOR 2027-4 ENVIROTEC PRESSURE SENSITIVE ADHESIVE | Approved for use at Space Park.
20678 | FIBERLOCK 8361 IAQ 6100 CLEAR MOLD RESISTANT COATING | Approved for use at Space Park.
20715 | ALFA AESAR A14253 DIMETHYL PHTHALATE | RESTRICTED FOR R&D OR ANALYTICAL USE ONLY
20717 | ALFA AESAR A14498 DIETHYL OXALATE | Approved for use at Space Park.
20736 | DEB AZURE FOAM WASH | Approved for use at Space Park.
20738 | DEB USA INSTANTFOAM ALCOHOL HAND SANITIZER | Restricted 2 gallons in use within any building.
20739 | DEB USA GRITTYFOAM HAND CLEANER | Approved for use at Space Park.
20854 | NPS 4100 SERIES SPILLFYTER KOLORSAFE LIQUID ACID NEUTRALIZER | Approved for use at Space Park.
20855 | NPS 4300 SERIES SPILLFYTER KOLORSAFE LIQUID BASE NEUTRALIZER | Approved for use at Space Park
20856 | BERKSHIRE SATPAX 6% IPA / 94% DI H2O CLOTH WIPERS | Restricted to 500 ml IPA on wipes on site. Any other quantity of wipe use must be approved on a case by case basis.
20857 | SCIENCELAB SLM2626 METHYL ETHYL KETONE | Restricted to 500 ml on site. Any larger quantity must be reviewed on a case by case basis.
20859 | BAYER DELTADUST INSECTICIDE | Restricted to off hours use only for indoor application.
20860 | ENVINCIO 655-802 PRENTOX LARVA-LUR CONTAINS PROPOXUR | Approved for use at Space Park.
20864 | WORTHINGTON MAP-PRO PREMIUM HAND TORCH FUEL (BERNZOMATIC) | Accepted for welding only.
20888 | HILTI HIT-HY 200-R ADHESIVE ANCHORING SYSTEM CARTRIDGE | Approved for use at Space Park
20900 | ENTHONE CATALYST 20/A | Approved for use at Space Park.
20936 | BASF PT B ALPINE FLEA INSECTICIDE WITH IGR AEROSOL | Restricted to storage of 1 gallon and not used when the room is occupied. Ensure ventilation is controlled to other areas.
20949 | CIM INDUSTRIES CIM 1061 COATING PREMIX/ACTIVATOR 6.2:1 W | Restricted to outdoor use only and away from ventilation intakes. Contractors must strictly adhere to ventilation in confined space and PPE requirements and experienced in underground tank coating applications.
20951 | HENKEL SOFT SCRUB WITH BLEACH DISINFECTANT CLEANSER | Approved for use at Space Park
20956 | VPI 165 CONDUCTIVE ADHESIVE | Approved for use at Space Park
20976 | XL BRANDS GOLD STIX AQUEOUS ADHESIVE | Approved for use at Space Park.
20980 | SPEC MIX TYPES M/S/N SPEC MIX MORTAR CEMENT AND SAND MORTAR | Restricted to mixing outdoors and away from ventilation intakes.
20981 | JAMES HARDIE HARDIEBACKER 500 CEMENT BOARD | Restricted to mixing outdoors in a well ventilated area.
20982 | CUSTOM BUILDING FUSION PRO SINGLE COMPONENT GROUT | Restricted to mixing outdoors and away from ventilation intakes.
20995 | MOMENTIVE IS806 SILICONE SEALANT | Approved for use at Space Park.
21007 | PTM & W PT4420A/PT4420B RESIN/HARDENER 100:8.5 W | Eye wash shower within 10 seconds of use. Approved for use at Space Park.
21033 | CLEAN SWEEP TOUGH GUY OIL BASE SWEEPING COMPOUND RED | Approved for use at Space Park
21046 | DPL ENTERPRISES SPORICIDIN (DISINFECTANT SOLUTION) | Approved for use at Space Park.
21047 | DPL ENTERPRISES COIL BRITE II | Approved for use at Space Park.
21048 | DPL ENTERPRISES DYNAMITE | Approved for use at Space Park.
21054 | OATEY H-20-95 WATER SOLUBLE TINNING FLUX (LEAD-FREE) | Approved for use at Space Park. Ensure eyewash and washing facilities within 10 seconds of use.
21057 | QUAKER 014113-13 QUINTOLUBRIC 888-46 | Approved for use at Space Park.
21063 | SHERWIN B90T104 ARMORSEAL TREAD-PLEX FLOOR COATING | Approved for use at Space Park
21076 | 3M SUPER 77CA SPRAY ADHESIVE AEROSOL LOW VOC | Restricted to outdoor use for Space Park Site
21093 | VALERO DIESEL FUEL NO 2 | Product is restricted for review on a case by case basis based to assess location and quantity of use.
21100 | E-Z MIX PRE-MIX PRODUCTS SPEC CONCRETE 3000 (70/30) | Any other use must be reviewed on a case by case basis.
21104 | WHITE CAP BRIGADE WAX BASED FLOOR SWEEPING COMPOUND | Approved for use at Space Park.
21120 | CUSTOM BUILDING POLYBLEND CERAMIC TILE CAULK SANDED | Approved for use at Space Park
21121 | LATICRETE 220 MARBLE AND GRANITE MORTAR | Approved for mixing outdoors.
21122 | HENKEL 1514750 LOCTITE POLYSEAMSEAL ALL PURPOSE CAULK WHITE | ANY USE MUST BE SUBMITTED FOR REVIEW ON A CASE BY CASE BASIS
21123 | MIRACLE SEALANTS GROUT SHIELD STAIN RESISTANT GROUT ADDITIVE | Approved for use at Space Park.
21133 | MANNINGTON V-82 COMMERCIAL FLOORING ADHESIVE | Approved for use at Space Park.
21136 | WYO-BEN LYNCOLE XIT GROUNDING LYNCONITE II BACKFILL MATERIAL | Restricted to off hour use indoors.
21145 | FIRE PROTECTION PIPEFIT THREAD SEALING PASTE | Approved for use at Space Park.
21151 | AERVOE 214-219 AERVOE INVERTED MARKING CHALK PSU | Restricted for outdoors use only.
21153 | CL WARD BUTYL GASKET TAPE ADHESIVE | Approved for use at Space Park.
21154 | T CHRISTYS PRO-LUBE | Approved for use at Space Park.
21160 | RELTON 08Z-NRTP NEW RAPID TAP PASTE | Approved for use at Space Park.
21164 | DUNN EDWARDS SPMA10-1 SUPREMA INTERIOR FLAT PAINT | Approved for use at Space Park.
21168 | VICTOR EQUIPMENT MAP-PRO PREMIUM HAND TORCH FUEL | Approved 1-14 ounce bottle anytime in the building. Any other use must be reviewed on a case by case basis.
21170 | OMEGA POLYLOC (PVA BONDER) BONDCRETE | Approved for use at Space Park.
21171 | AMERIGAS ODORIZED COMMERCIAL PROPANE | Restricted as it requires issuance of a Hot Work Permit BEFORE use. Approved for use of one 5 pound container inside a building at any time due to flammability. Any other use must be reviewed on a case by case basis.
21172 | UNITED STATES GYPSUM STRUCTO-LITE BASECOAT | Restricted to outdoor mixing only. Any other use must be approved on a case by case basis.
21173 | TOP INDUSTRIAL RAINBUSTER 900 (ALL COLORS/PACKS) SEALANT | Approved with restriction of 1 300 ml tube used off hours use indoors only. Any other use must be reviewed on a case by case basis.
21174 | LPS (PT TECH) 61105 TECHLUBE HD | Approved for use at Space Park.
21175 | OMEGA INTERIOR 2N1 | Approved for use if mixed outdoors and away from ventilation intakes. Any other mixing locations must be reviewed on a case by case basis.
21176 | OMEGA COLOR TEK EXTERIOR FINISH | Approved for mixing outdoors. Any other use must be reviewed on a case by case basis.
21177 | CHEVRON BENZENE TOULENE XYLENE(BTX)/HYDROGENATED PYGAS(HPG) | Restricted for use outdoors up to 5 gallons. Any other use must be reviewed on a case by case basis.
21183 | MATHESON MAT04260 CARBON DIOXIDE GAS | Approved for use at Space Park.
21186 | QUIKRETE 1006-80 CRACK RESISTANT CONCRETE MIX | Approved for use if mixed outdoors and away from ventilation intakes. Any other use must be reviewed on a case by case basis.
21187 | QUIKRETE 1007 QUIKRETE 5000 CONCRETE MIX | Approved for mixing outdoors. Any other use must be reviewed on a case by case basis.
21188 | QUIKRETE 1701-58 ASPHALT PATCH | Approved if used outdoors. Any other use must be reviewed on a case by case basis.
21189 | QUIKRETE 9800 CONCRETE MIX ACCELERATOR | Approved if mixed outdoors. Any other use must be reviewed on a case by case basis.
21192 | LUCAS MILHAUPT CLEAN N BRITE SILVER-TIN ALLOY | Approved for use at Space Park.
21193 | NARCO CHM00276 TRANE SPRAY LEAK DETECTOR | Approved for use at Space Park.
21194 | KANO PENEPHITE PENETRANT | Approved for use at Space Park.
21196 | APEX ENGINEERING RYDLYME WATER SCALE CLEANER | Approved for use at Space Park.
21199 | NEXEO 23930 CSM M723A 1.5 OC 38 IN FIBERGLASS MAT | Approved for use at Space Park.
21200 | ASHLAND DERAKANE 510 B-400 P EPOXY VINYL | Approved for use at Space Park.
21204 | ZEP COMMERCIAL HDSWEEP SWEEPING COMPOUND | Approved for use at Space Park.
21211 | RHH VERSI-FOAM SYSTEM 15 CLASS I SLOW RISE A/B 1:1 V | Approved for use at Space Park for outdoor mixing and indoor off hour use. Any other use must be reviewed on a case by case basis.
21212 | DOW CORNING 786 SILICONE SEALANT -M WHITE | Approved for use at Space Park.
21214 | SUNSHINE 11001 SIMPLE GREEN CLEAN BUILDING CLNR CONCENTRATE | Approved for use at Space Park. Eye wash shall be in the immediate area of use.
21215 | ZEP ZU0856 INDUSTRIAL PURPLE CLEANER CONCENTRATE | Approved for use at Space Park. Ensure eyewash in the immediate area of use.
21216 | MICRONOVA NOVAHOL HARD SURFACE CLEANER DEGREASER | Restricted to one 1 Gallon container in use with remainder to be stored in an approved Hazardous Material Cabinet
21222 | RUST-OLEUM 7584838 PRO FLAT BRIGHT GALVANIZING COMPOUND PSU | Approved 1 20 ounce can outdoors and downwind of ventilation intakes. Any other use must be reviewed and approved on a case by case basis.
21226 | RUST-OLEUM 7585838 PRO FLAT COLD GALVANIZING COMP AEROSOL | RESTRICTED to one can; for outdoor use only. Refer to Action Summary H&S section for more info.
21228 | AQUAPHOENIX BU5004-G BUFFER SOLUTION PH 4.00 | Approved for use at Space Park.
21229 | AQUAPHOENIX BU5010-P BUFFER SOLUTION PH 10.00 | Approved for use at Space Park.
21237 | CLIFT INDUSTRIES BIOREM-2000 SURFACE CLEANER | Approved for use at Space Park.
21256 | RUST-OLEUM 1945502 PAINTERS TOUCH GLOSS SUN YELLOW AEROSOL | Approved for use at Space Park.
21259 | JB WELD 8267S STEELSTIK/JB STIK EPOXY PUTTY | Approved for use at Space Park
21260 | SHERWIN-WILLIAMS B40WJ9850 SONORAN I/E ACRYLIC S-G WHITE | APPROVED FOR USE AT SPACE PARK
21261 | SHERWIN A76T54 SOLO I/E ACRYLIC S-G ULTRA DEEP BASE | Approved for use at Space Park.
21265 | LA-CO MARKAL COOL GEL HEAT DISSIPATING GEL | Approved for use at Space Park.
21267 | ZEP ZUABS INSTANT SPILL ABSORBER | Approved for use at Space Park
21275 | NAMICS XH9890-6A THERMALLY CONDUCTIVE ADHESIVE | Approved for use at Space Park
21282 | TARKETT JOHNSONITE 996 EPOXY ADHESIVE PART A/B 1:1 V | Approved for use at Space Park
21285 | DAP 12330 DAP DRYDEX DRY TIME INDICATOR SPACKLING PASTE RTU | Approved for use at Space Park.
21294 | ADVANCED CHEMICAL CT-810 ALKALINE CLEANER 1:100 WATER | Approved for use at Space Park.
21295 | ADVANCED CHEMICAL CL-130 CLEANER (GRANULES) | Approved for use at Space Park and ensure eye wash and shower in the immediate area of use..
21296 | TENNANT ECO-SHIELD HIGH WEAR EPOXY A/B/C 1:1:1 V | Approved for use at Space Park when mixed outdoors. Contractor to provide eye wash and have available ample water for 15 minute flushing for potential skin contact in the area of use.
21320 | TENNANT ECO-HTS 100 SATIN URETHANE TOPCOAT 1:0.25:0.2 V | Space Park restricted use to off-hours only.
21351 | EUCLID CHEMICAL 4505 EUCO SOLVENT | Restricted when non-occupied by NG workers and enhance ventilation in work area to minimize exposure.
21353 | EUCLID CHEMICAL 452 EPOXY SYSTEM LV PART A/B 2:1 V | Approved for use at Space Park.
21372 | CARROLL W03 WINDA SHINE GLASS HARD SURFACE CLEANING WIPE | Approved for use at Space Park.
21389 | NU-CALGON 4369-75 AEROSOL SPRAY-N-BOND | AUTHORIZING ONE 12 OUNCE AEROSOL CAN ON SITE GIVEN FLAMMABILITY OF SOLVENTS.
21396 | BASF CHEMREX LEVELPREP RAPID-SETTING SURFACE UNDERLAYMENT | Mixing restricted to outdoors only.
21397 | WF TAYLOR 2091 META-TEC TUFF-GRIP TILE/PLANK TPS ADHESIVE | Approved for use at Space Park
21405 | MASTER COATINGS METAL BY ZOLATONE | Approved for use at Space Park.
21409 | ANVIL GRUVLOK STANDARD LUBRICANT | Approved for use at Space Park.
21410 | ANVIL GRUVLOK XTREME TEMPERATURE LUBRICANT | Approved for use at Space Park.
21411 | ANVIL GRUVLOK QUIK DRY LUBE | Approved for use at Space Park.
21414 | AMERICAN POLYWATER CLR CLEAR LUBRICANT | Approved for use at Space Park
21431 | LONSEAL PREMIUM BOND 755 SHEET VINYL ADHESIVE | Approved for use at Space Park.
21432 | LONSEAL LONSEALER TYPE A PVC COLD WELDING | Restricted for use per project and up to 5 ounces indoors with adequate ventilation based on a case-by-case basis. Larger quantities must be reviewed for use.
21433 | LONSEAL LONCARE DAMP MOP PH NEUTRAL CONCENTRATE | Approved for use at Space Park.
21434 | LONSEAL LONPRIME BASE SEAL COAT | Approved for use at Space Park.
21435 | LONSEAL LONFINISH ULTRA HIGH SPEED FINISH | Approved for use at Space Park.
21436 | LONSEAL LONSATIN MATTE FLOOR FINISH | Approved for use at Space Park.
21437 | ARMSTRONG S-288 RESIDENTIAL FLOORING ADHESIVE | Approved for use at Space Park.
21438 | MOHAWK ENPRESS PSA FLOORING ADHESIVE | Approved for use at Space Park.
21448 | PFI 3-WE-1711 SAFETY YELLOW PAINT (EXTREME HIGH GLOSS) | Approved for use at Space Park.
21449 | PFI 2-WP-1757 WATER-BASE WHITE PRIMER PAINT | Approved for use at Space Park.
21473 | SHERWIN B28W8111 PREMIUM WALL AND WOOD PRIMER LATEX WHITE | Approved for use at Space Park.
21474 | SHERWIN B21W2251 PROMAR 200 LATEX ENAMEL GLOSS EXTRA WHITE | Approved for use at Space Park
21475 | HB FULLER 830507PM DD (DOUBLE DOWN) PREMIUM ADHESIVE | Approved for use at Space Park.
21491 | AZON USA AZO-GROUT 424/AZO-CAT 25 BASE/CAT/WATER 100:10:5 W | Restricted to injection application and only during off hours.
21498 | TREMCO VULKEM 801 ALUMINIZED COATING GRAY | Restricted to outdoor use only and close fresh air intakes of AC units. DO not expose NGC personnel to vapors mists dust. Contractor to remove all containers from site (full partial or empty)
21521 | KOSTER KOSTER VAP I 2000 ADHESIVE PART A/B 2.4:1 V | Approved for use at Space Park and ensure eye wash and ample water to flush the affected area for at least 15 minutes.
21527 | LINCOLN EXCALIBUR STAINLESS MANUAL ELECTRODES | Restricted for use in permitted fixed site welding area or with a valid Hotwork permit.
21541 | VISTA 6900 TRAFFIC PAINT FAST DRY WHITE | Approved for use at Space Park and Palmdale
21542 | VISTA 6901 TRAFFIC PAINT FAST DRY YELLOW | Approved for use at Space Park.
21543 | HOMAX 2416 SMOOTH ROLL ON TEXTURE | Approved for use at Space Park.
21544 | HOMAX 2417 SAND ROLL ON TEXTURE | Approved for use at Space Park
21545 | HOMAX 2418 COARSE ROLL ON TEXTURE | Approved for use at Space Park
21546 | SHERWIN DV6/DV12/DV16 MASTER BLEND EZ TOUCH DV CAN BLACK | Approved for one time use. Any other use will require a new review.
21563 | TRELLEBORG WAYLOCK II ADHESIVE PART A/B 1:1 V | Approved for use at Space Park with adequate ventilation and no more than a total of 2 quarts
21572 | TRELLEBORG S26263 (WAYCLEAN II) WAYPREP INDUSTRIAL DEGREASER | Approved for use at Space Park.
21573 | IPS WELD-ON 750 HOTWELD LOW VOC CEMENT FOR PVC PIPE | Approved for use at Space Park and no more than 1 pint at any time on site.
21574 | LUCAS MILHAUPT 71-150 SIL-FOS 15 BRAZING ALLOY | Approved for use at Space Park.
21575 | LUCAS MILHAUPT 71-180 SIL-FOS 18 BRAZING ALLOY | Approved for use at Space Park.
21576 | LUCAS MILHAUPT 71-020 SIL-FOS 2 BRAZING ALLOY | Approved for use at Space Park
21577 | LUCAS MILHAUPT 71-017 SIL-FOS 2M BRAZING ALLOY | Approved for use at Space Park.
21578 | LUCAS MILHAUPT 71-050 SIL-FOS 5 BRAZING ALLOY | Approved for use at Space Park.
21579 | LUCAS MILHAUPT 71-060 SIL-FOS 6 BRAZING ALLOY | Approved for use at Space Park.
21580 | LUCAS MILHAUPT 71-062 HANDY FLO 6 (SIL-FOS 6M) BRAZING ALLOY | Approved for use at Space Park.
21581 | BASF DEGASEAL 26 ALUMINUM GRAY SEALANT | Approved for use at Space Park.
21582 | BASF DEGASEAL 26 WHITE SEALANT | Approved for use at Space Park.
21597 | LUCAS MIHAUPT SILVABRITE 100 (CLEAN N BRITE - NO LEAD) ALLOY | Approved for use at Space Park.
21604 | DEPENDABLE CUTDOWN II MOISTURE VAPOR BARRIER A/B 1:1 V | Approved for use at Space Park.
21620 | TERRAZZO TERROXY RESIN SYSTEMS PRIMER PART A/B 2:1 V | Approved for use at Space Park.
21621 | TERRAZZO ACOUSTICAL MEMBRANE PART A/B 1:1 W | Approved for use at Space Park.
21622 | TERRAZZO TERROXY RESIN SYSTEMS TERRAZZO MATRIX PART A/B 5:1V | Approved for use as Space Park
21623 | TERRAZZO TERROXY RESIN SYSTEMS ACRYLIC SEALER | Restricted to one container in use at a time and 2 gallons inside a building.
21628 | ARMSTRONG S-485 COMMERCIAL FLOOR CLEANER DILUTED WITH WATER | Approved for use at Space Park.
21629 | USG MICORE 300 MINERAL FIBER BOARD | Restricted to cuting of any material outside.
21630 | HELMITIN BURKE BR-711 STAIR TREAD AND TILE ADHESIVE | Approved for use at Space Park.
21631 | BURKE BR-715 EPOXY ADHESIVE PART A/B 1:1 W | Approved for use at Space Park.
21633 | DIVERSEY 04168 PLAZA PLUS SEALER/FINISH | Approved for use at Space Park
21673 | CR LAURENCE CRL 33SC SILICONE SEALANT CLEAR | Approved for use at Space Park
21682 | HERCULES MEGALOC MULTI-PURPOSE THREAD SEALANT | Approved for use at Space Park.
21686 | TRI-ART REFERENCE WHITE FINISH COAT | Approved for use at Space Park.
21687 | TRI-ART REFERENCE WHITE REFLECTIVE COAT | Approved for use at Space Park
21688 | WILSONART PEG 2020 ADHESIVE FOR LAMINATE | Approved for use at Space Park.
21689 | RUST-OLEUM 7578838 PRO ENAMEL FLAT BLACK AEROSOL | Restricted to one 15 ounce container used outdoors at any time.
21694 | SIMPSON ETI-LV INJECTION EPOXY RESIN/HARDENER 1:1 V | Restricted use during off hours and enchanced ventilation in the work area
21695 | SIKA 0429540 SIKAFLEX 429 PRIMER | Restricted to out door use only. Any other use must be reviewed on a case by case basis.
21725 | CIM INDUSTRIES CIM 1000 COATING PREMIX/ACTIVATOR 7:1 W | Restricted to outdoor use only and no more than one gallon of each in use at any given time
21726 | AQUAFIN VAPORTIGHT COAT SG3 RESIN/HARDENER A/B 100:50 W | Approved for use at Space Park.
21740 | RCA RUBBER #5 SOLVENT FREE EPOXY ADHESIVE PART A/B 1:1 V | Approved for use at Space Park
21771 | ITW PACIFIC POLYMERS ELASTO-GLAZE 6001 AL-HT TOPCOAT SEALER | Restricted for off hour use.
21772 | ITW PACIFIC POLYMERS ELASTO-DECK 5001 NON-GASSING | Approved for off hour use outdoors
21774 | ITW PACIFIC POLYMERS ELASTO-POXY PRIMER WB PART A/B 1:3.5 V | Approved for use at Space Park
21827 | COATINGS RESOURCE CR-10 EPOXY FLOORING BASE/ACTIVATOR 4:1 V | Approved for use at Space Park.
21847 | SERVICEMASTER GREEN FOR FLOORS | Approved for use at Space Park.
21848 | SERVICEMASTER GREEN FOR DEGREASING | Approved for use at Space Park.
21849 | SERVICEMASTER GREEN FOR RESTROOMS | Approved for use at Space Park.
21850 | MAINTEX 1138 ULTRASTRIP HD FLOOR STRIPPER | Approved for use at Space Park
21851 | SERVICEMASTER GREEN FOR GPC (GENERAL PURPOSE CLEANER) | Apprived fior use at Space Park.
21852 | SERVICEMASTER GREEN FOR OXIDIZING CLEANER | Approved for use at Space Park.
21853 | SERVICEMASTER FLOORSTAR PREMIUM 25 FINISH | Approved for use at Space Park.
21912 | GLIDDEN GL3210 ULTRA-HIDE AQUACRYLIC GRIPPER PRIMER-SEALER | Approved for use at Space Park.
21972 | PW GILLIBRAND INDUSTRIAL SAND | Approved if used outdoors at Space Park
21975 | ASHLAND 40222 DERAKANE 510 A-40 VINYL ESTER RESIN | Approved outdoors but resricted to off-hour use indoors..
21978 | CPIC FIBERGLASS CONTINUOUS FILAMENT GLASS FIBER | Approved for use at Space Park.
21992 | NISUS NIBAN GRANULAR BAIT | Approved for use at Space Park.
21998 | SHERWIN GENERAL POLYMERS 4090 FASTOP 12 TC/M PART A/B 1:1 V | Approved for off hour application only with adequate ventilation.
21999 | SHERWIN GENERAL POLYMERS 3460 AQUARMOR RES/HARD 1:4 V GRAY | Approved for use at Space Park
22001 | STONHARD 6808X/68080 STONLUX SL AMINE/RESIN/AGGRE PLATINUM | Approved when mixing product outdoors
22007 | STONHARD 50001M 10 INCH CRACK REINFORCEMENT FIBERGLASS MAT | Approved if not cutting.
22024 | ARMSTRONG S-543 PREMIUM PLUS VINYL SHEET FLOORING ADHESIVE | Approved for use at Space Park
22051 | PETRA XTRA-KOTE TC FLOOR COATING PART A/B 2:1 W | DO NOT EXPOSE NGC EMPLOYEES TO ANY VAPORS OR FUMES.
22055 | MASTER-HALCO QUICK-ROK CEMENT | Appproved if mixed outdoors.
22074 | CHEMICAL STRATEGIES CSI 4466M ACETONE CMOS GRADE | Approved for use at Space Park.
22100 | TARR XYLENE | Restricted to mixing in the parking lot and away from ventilation intakes.
22101 | DOW VORAMER MR 1105 ISOCYANATE BINDER | Restricted to mixing in the parking lot after hours to Child Care Operations.
22104 | MARCHEM MISTABOND H3168 ALIPHATIC BINDER | Restricted to mixing after hours in the child care parking lot.
22108 | BURNDY BURNDY ALFLUID AND ALFLUID PLUS | Approved for use at Space Park
22109 | CRC 02069 CABLE CLEAN HIGH VOLTAGE SPLICE CLEANER AEROSOL | Approved for use at Space Park.
22111 | MARATHON (TESORO) UNLEADED GASOLINE - ALL GRADES | Restricted to Limited to 5 gallons.
22113 | THOMAS & BETTS SL-5 SILICONE LUBRICANT | Approved for use at Space Park.
22123 | MARCHEM MISTABOND H3608 REFINISHNG ALIPHATIC BINDER | Restricted to off hour use indoors or outdoors away from ventilation intakes.
22134 | QUEST RAABE 62125008745604 BEIGE TOUCH UP AEROSOL | Restricted to one 12 ounce can at any time used outdoors or offhours indoors and away from ventilation intakes.
22148 | ECOBUST 25222000 ECOBUST EXPANSIVE MORTAR | Approved for use at Space Park
22155 | ATS CHEMBOND RESIN/RESIN HARDENER 100:15 W | Used outdoors or indoors during off hours.
22157 | ATS CHEMBOND PUTTY RESIN/HARDENER 100:15 W | Limited to off hour use only due to toxicity.
22158 | TREMCO 505420805 TPA FLEECE BACKED WB SINGLE PLY ADHESIVE | RESTRICTED to one 5-gallon container during business hours.
22166 | WM BARR KLEAN STRIP PAINTERS SOLVENT FOR SCAQMD | Used off hours or outdoors and awary from ventilation intakes.
22171 | FORBO FLOORING 1195 SUSTAIN MARMOLEUM SHEET & TILE ADHESIVE | Approved for use at Space Park
22183 | SHERWIN TM2152 HOTLINE FAST DRY WB TRAFFIC PAINT WHITE | Approved for outdoor use.
22184 | SHERWIN TM2226 SHER-FLIGHT WB PAVEMENT PAINT PREMIUM GREEN | Approved for use at Space Park
22185 | SHERWIN TM2224 SHER-FLIGHT WB PAVEMENT PAINT PREMIUM BLUE | Approved for use at Space Park
22186 | SHERWIn TM2222 SHER-FLIGHT WB PAVEMENT PAINT PREMIUM RED | Approved for use at Space Park
22203 | STONHARD STONDRI MVT RESIN/AMINE PART B/A 1:1 W | Approved for use at Space Park
22223 | CEMEX PORTLAND CEMENT | APPROVED FOR CONTRACTOR USE ONLY AT SPACE PARK
22226 | VISTA PAINT 9702 PROTEC SATIN 9700 SERIES IN ALUMINUM SATIN | Approved for use at Space Park.
22229 | ALON ASPHALT (PARAMOUNT) CONVENTIONAL PAVING ASPHALT CEMENT | Restricted to out door use.
22279 | CHEMICALS 7909 STABILIZED BROMIDE BIOCIDE | Approved for use at Space Park.
22280 | AQUA-SERV 1751 ANTISCALANT/ANTIFOULANT | Approved for use at Space Park.
22281 | AQUA-SERV 4913D COOLING WATER TREATMENT | Approved for use at Space Park.
22282 | AQUA-SERV 4939D COOLING WATER TREATMENT | Approved for use at Space Park.
22283 | AQUA-SERV 8580 CLOSED LOOP TREATMENT | Approved for use at Space Park.
22284 | AQUA-SERV 9110 CLEANING APPLICATION WATER AND COOLING SYSTEM | Approved for use at Space Park
22285 | AQUA-SERV AS101 SPECIALTY CHEMICAL | Approved for use at Space Park
22286 | CHEMICALS 7424 MICROBIOCIDE (DISCONTINUED)(USE CRP 28458) | Approved for use at Space Park
22292 | AQUA-SERV 1080 CLEANING COMPOUND | Approved for use at Space Park.
22293 | AQUA-SERV 4617LM COOLING WATER TREATMENT | Approved for use at Space Park.
22294 | AQUA-SERV 4712 COOLING WATER TREATMENT | Approved for use at Space Park.
22295 | AQUA-SERV 4817 ANTIFOAM | Approved for use at Space Park.
22296 | AQUA-SERV 4934D COOLING WATER TREATMENT | Approved for use at Space Park.
22302 | MOHAWK SB00064 ENPRESS NXT FLOORING ADHESIVE | Application must be performed when when areas are unoccupied
22304 | MOHAWK M950 RESILIENT FLOORING ADHESIVE | Approved for use at Space Park.
22305 | MOHAWK DB00081 OPTISEAL FLOORING ADHESIVE | Approved for use at Space Park.
22306 | UNISORB K-818 SHIP-SAFE V-100 GROUT RESIN/HARD 7.29:1 W | Approved for Space Park.
22319 | AKZO NOBEL CADOX D-50 MEK PEROXIDE SOLUTION | Approved for use at Space Park in storage areas less than 60C.
22320 | UNITED INITIATORS 185542 NOROX MEKP-925 | Approved for use at Space Park.
22321 | PARTERRE FLOORING PARTERRE 449P UNIVERSAL ADHESIVE | Approved for use at Space Park.
22341 | GROWTH PRODUCTS CLASSIC 18-3-6 LIQUID FERTILIZER SOLUTION | Facilities - Landscape Space Park and El Segundo
22342 | SYNGENTA A6780D BANNER MAXX FUNGICIDE | Facilities - Landscape Space Park and El Segundo
22343 | SYNGENTA A12333D BARRICADE 4FL HERBICIDE | Facilities - Landscape Space Park and El Segundo
22344 | MONSANTO 524-534 CERTAINTY TURF HERBICIDE | Facilities - Landscape Space Park and El Segundo
22345 | DOW AGROSCIENCES DIMENSION EC HERBICIDE | Facilities - Landscape Space Park and El Segundo
22347 | VALENT 1694 ARENA 50 WGD INSECTICIDE | Facilities - Landscape Space Park and El Segundo
22348 | TEK METALS AMMONIA SULFATE STAND GRADE 21-0-0-24S FERTILIZER | Facilities - Landscape Space Park and El Segundo
22349 | FMC 1466-10-A DISMISS CA TURF HERBICIDE | Facilities - Landscape Space Park and El Segundo
22350 | BASF 252437 DRIVE XLR8 HERBICIDE | Facilities - Landscape Space Park and El Segundo
22351 | BAYER 06004481 MERIT 2F INSECTICIDE | Facilities - Landscape Space Park and El Segundo
22352 | DOW AGROSCIENCES GALLERY 75 DRY FLOWABLE HERBICIDE | Facilities - Landscape Space Park and El Segundo
22364 | DOW AGROSCIENCES VISTA XRT HERBICIDE | Facilities - Landscape Space Park and El Segundo
22385 | SHERWIN A5W451 CONFLEX XL HIGH BUILD COAT SMOOTH EXTRA WHITE | Approved for use at Space Park.
22416 | SHERWIN TM2221 SHER-FLIGHT WB PAVEMENT PAINT PREMIUM BLACK | Approved for outdoor use only and away from ventilation intakes.
22417 | SHERWIN TM2248 SHER-FLIGHT WB PAVEMENT PAINT PREMIUM WHITE | Approved for exterior use only and away from ventilation intakes.
22434 | AQUA-SERV 8385 CLOOSED LOOP TREATMENT | Approved for use at Space Park.
22435 | AQUA-SERV 2302D BOILER TREATMENT | Approved for use at Space Park.
22448 | UNISORB STANDARD V-100 EPOXY GROUT RESIN/HARDENER 16:1 W | Approved for use in Palmdale
22457 | REAGENTS (EMSL) 8708919 ACETONE ACS GRADE REAGENT | Approved for use at Space Park
22458 | REAGENTS (EMSL) 8708920 TRIACETIN | Approved for use at Space Park.
22551 | SHERWIN TM2259 SHER-FLIGHT WB PAVEMENT PAINT PREMIUM YELLOW | Use only oudoors for parking lot striping projects.
22646 | KINGSCOTE 106000 BRIGHT DYES INDUSTRIAL RED LIQUID | Approved for use at Space Park
22648 | KINGSCOTE 106002 BRIGHT DYES STANDARD BLUE LIQUID | Approved for use at Space Park
22675 | AQUA-SERV 2740 BOILER TREATMENT | Approved for outdoor use.
22676 | QUIKRETE 1585 COMMERCIAL GRADE FASTSET NON-SHRINK GROUT | Space Park Site - Restricted - MIX OUTDOORS AWAY FROM VENTILATION INTAKES
22698 | BASF 81522/8000A ELASTOSPRAY ISOCYANATE 1:1 V | Use for outdoor applications with ventilation intakes covered and off hour use.
22699 | ACCELLA POLY-SIL 2500 HIGH SOLIDS SILICONE | Use on outdoor roofing operations
22707 | CUSTOM BUILDING CEG-LITE EPOXY GROUT RESIN/HARDENER 1:1 W | Mix product outdoors only
22724 | WARREN NHF 85805 NAPA QUALITY HYDRAULIC OIL AW-46 | Approved for use at Space Park.
22732 | SIKA LEVEL 125 CEMENTITIOUS SELF-LEVELING UNDERLAYMENT | Approved for use at Space Park
22733 | CTS RAPID SET LEVELFLOR | Approved for use at Space Park.
22752 | AQUA-SERV 3245 CONDENSATE TREATMENT | Approved for use at Space Park
22763 | SPRAY-LOCK 6500 SPRAY ADHESIVE AEROSOL | Use during off hours or in areas where NG are not present.
22849 | PPG 407720 LN-950 LIQUID NAILS POLYURETHANE ADHESIVE | Approved for use at Space Park
22851 | SOUDAL BOSS 310 RTV INDUSTRIAL SILICONE SEALANT | Approved for use at Space Park
22877 | AMERICAN 180 FAST DRY WATERBORNE TRAFFIC MARKING PAINT WHITE | APPROVED FOR SPACE PARK OUTDOOR USE ONLY
22881 | DOW CHEMICAL AQUCAR DB 20 WATER TREATMENT MICROBIOCIDE | Approved for use at Space Park
22927 | SYGENTA A20377A ADVION ANT GEL | Approved for use at Space Park.
22928 | BASF ALPINE WSG WATER SOLUBLE GRANULES | Approved for use at Space Park
22929 | SYGENTA A20382A ARILON INSECTICIDE | Approved for use at Space Park
22930 | CENTRAL GARDEN 100208740 ESSENTRIA G GRANULE INSECTICIDE | Approved for use at Space Park.
22945 | CENTRAL GARDEN 100208730 ESSENTRIA IC3 INSECT CONCENTRATE | Approved for use at Space Park
22946 | BAYER 80915004 MAXFORCE IMPACT ROACH GEL BAIT | Approved for use at Space Park.
22947 | BAYER MAXFORCE FC MAGNUM ROACH KILLER BAIT GEL | If product is used indoors it must be applied during off-hours.
22948 | BAYER 79212690 MAXFORCE QUANTUM ANT BAIT | Approved for use at Space Park.
22949 | SYGENTA A9795B OPTIGARD FLEX LIQUID | Approved for use at Space Park.
22950 | INNOLYTICS OVOCONTROL P AND OVOCONTROL S | Approved for use at Space Park.
22951 | BASF 62151 PHANTOM TERMITICIDE/INSECTICIDE | Approved for use at Space Park.
22952 | FMC 1686A TALSTAR PL GRANULAR INSECTICIDE | Approved for Space Park
22953 | BAYER TEMPRID SC INSECTICIDE | If product is used indoors it must be applied during off-hours.
22954 | BASF PT WASP-FREEZE II AEROSOL | Approved for use at Space Park.
22987 | UNIVERSAL POLYMER UPC 2700 2K-WB URETHANE BASE/HARD 3:1 V | Restricted for off hour use only
22988 | PETRA POLYMERS PETRA-CRETE U SL FLOOR COAT A/B/C 1:1:1.5 V | Restricted to off working hour use only.
22994 | SIMPSON RPSINJECT 101 INJECTION RESIN/WATER 1:1 V | Restricted for use ott hours only
23005 | AQUAPHOENIX AEHA7405-A HARDNESS BUFFER SOLUTION | Approved for use at Space Park.
23006 | AQUAPHOENIX AEHA7475-H HARDNESS INDICATOR POWDER | Approved for use at Space Park.
23007 | AQUAPHOENIX AEED2070-B HARDNESS TITRANT HIGH | Approved for use at Space Park.
23023 | CETCO SUPER GEL-X | Mix outdoors away from ventilation intakes.
23038 | WESTCO (FORMOSA) SODIUM HYDROXIDE SOLID | Approve for use at Space Park.
23051 | FRANKLIN 71021A TITEBOND ULTIMATE MP SEALANT LIMESTONE | Approved for use at Space Park
23052 | GAF MASTERS FLOW WATER-BASED ADHESIVE (WBA) AIR DUCT SEALANT | Approved for use at Space Park.
23053 | WESTERN COLLOID WC 720 ELASTAHYDE 720 ARC WHITE ROOF COATING | Approved for use at Space Park.
23054 | GAF LEAK BUSTER MATRIX 307 PREMIUM ASPHALT PRIMER | Approved for Space Park use for outdoor locations and ensure ventilation intakes are closed.
23055 | GAF MATRIX 203 PLASTIC ROOF CEMENT | Approved for Space Park use outdoors and ensure ventilation intakes are closed.
23059 | HENRY 900 CONSTRUCTION AND FLASHING SEALANT | Approved for use at Space Park.
23060 | TREMCO 351680 ALPHAGUARD M-PRIME 1 GAL | Approved for use at Space Park
23061 | TREMCO 351675 ALPHAGUARD WB PRIMER 1 GAL | Approved for Space Park
23062 | TREMCO ALPHAGUARD BIO TOP COAT PART A/B 5:1 V | Approved for use at Space Park.
23063 | TREMCO ALPHAGUARD BIO BASE COAT PART A/B 5:1 V | Approved for use at Space Park.
23095 | HILTI CF 116 INSULATING FOAM SEALANT AEROSOL | Restricted to outdoor use only.
23100 | AQUA-SERV 1752D ANTISCALANT/ANTIFOULANT | Approved for use at Space Park.
23101 | AQUA-SERV 8380 CLOSED LOOP TREATMENT | Approved for use at Space Park; Palmdale
23121 | TOP CAST 145523 TOP CAST BLUE 75 VOC SURFACE RETARDER | Approved for use at Space Park.
23135 | NU-CALGON 4133 CAL-BRITE COIL CLEANER | Approved for use at Space Park for outdoor use only
23141 | INFLOW FR-07/FRT-07 RUBBERSEAL WATERPROOF PROTECTIVE COATING | Restricted offhours only
23159 | CRC 02150 CABLE CLEAN RD CLEANER AEROSOL | Restricted to outdoor use and away from ventilation intakes.
23189 | STONHARD PRIMER ATK EPOXY RESIN/CURING AGENT 1:1 V | Approved for use at Space Park
23190 | STONHARD STONKOTE AT5 RESIN/CURE/FIBERS/ANTISTAT 1:1:1:1 W | Approved for use at Space Park.
23194 | ARMSTRONG S-202 STATIC DISSIPATIVE TILE ADHESIVE | Approved for use at Space Park.
23195 | TRAXX TRAXXSHIELD SOLVENT FREE PRIMER | Approved for use at Space Park.
23217 | TREMCO POWERPLY ENDURE BIO ADHESIVE BASE/CURE A/B 4:1 V | Approved for use at Space Park
23241 | BASF AUTOFROTH 92-B-0707/9300A RESIN/ISOCYANATE 1:1 V PSU | Restricted for outdoor use.
23242 | TESORO CARB DIESEL LOW SULFUR (LSD) ULTRA LOW SULFUR (ULSD) | Approved for use at Space Park.
23259 | TREMCO SOLARGARD 6083 BASE COAT | Approved for Use at Space Park
23266 | CHEMICALS 4492D COOLING WATER TREATMENT | Approved for use at Space Park.
23268 | CHEMICALS 4232 COOLING WATER TREATMENT | Approved for use at Space Park.
23269 | UNIVAR SULFURIC ACID WITH MORE THAN 51% | Approved for use at Space Park
23270 | CHEMICALS 7424 MICROBIOCIDE (USE CRP 22286)(DISCONTINUED) | Approved for use at Space Park
23277 | SIKA MB EPOXY MOISTURE BARRIER PART A/B 1:1 V | Approved for use at Space Park
23278 | SIKA LEVEL 425 SELF-LEVELING UNDERLAYMENT | Restricted to mix outdoors only.
23298 | ROPPE EXCELSIOR ASD-800 ACRYLIC WET SET ESD ADHESIVE | Approved for use at Space Park.
23301 | HENKEL LOCTITE ECCOBOND UV 3000 ADHESIVE | Approved for use at Space Park.
23302 | HENKEL LOCTITE 648 RETAINING COMPOUND | Approved for use at Space Park.
23344 | BLUE BOX AIR BLUE BOX BIOSURFACTANT CLEANER | Approved for use at Space Park.
23356 | CCI CHEMICAL CWT-BOILOUT | Approved for use at Space Park
23359 | MAXXON COMMERCIAL TOPPING FLOOR UNDERLAYMENT | Restricted to outdoor mixing only.
23363 | TREMCO DYMERIC 240FC SEALANT PART A/B | Approved for use as Space Park.
23364 | LATICRETE HYDRO BAN WATERPROOF MEMBRANE | Approved for use at Space Park
23387 | MAXXON FLOOR PRIMER POWDER CONCENTRATE MIXED WITH WATER | Approved for use at Space Park.
23396 | SIKA LEVEL 02 EZ PRIMER | Approved for use at Space Park.
23404 | HILTI FS-ONE MAX HI PERFORMANCE INTUMESCENT FIRESTOP SEALANT | Approved for use at Space Park.
23408 | SWIFT RESPONSE FLEX SEAL LIQUID RUBBER SEALANT | Approved for use at Space Park
23417 | TROPICAL 951 ETERNAPATCH WHITE ELASTOMERIC ROOF PATCH | Approved for use at Space Park.
23514 | AERVOE COPPER ANTI-SEIZE LUBRICANT (BRUSH TOP) | Restricted for outdoor use or in the chiller room.
23531 | DESIGN POLYMERICS DP 2510 BLACK W/B PROTECTIVE COATING | Apply by brush and allow to dry for at least 4 hours in the duct prior to occupancy of the affected area.
23545 | TREMCO 370110805 ECOLASTIC COATING | Product can only be applied with a mop not sprayed on the roof due to toxiicity of product.
23548 | JC WHITLAM POWER SEAL PLUS THREAD SEALING COMPOUND WITH PTFE | Approved for use at Space Park
23553 | CANFIELD 100% WATERSAFE LEAD FREE SOLID WIRE SOLDER ALLOY | Approved for use at Space Park.
23557 | STANLEY DEWALT CHALK | Use with adequate ventilation
23561 | TREMCO 362300304 LOW RISE ADHESIVE PART A/B 1:1 V | Approved for outdoor applications only.
23599 | LATICRETE SPECTRALOCK PRO PREMIUM GROUT PART A/B/C 1:1:1 W | Approved for use at Space Park.
23600 | CUSTOM BUILDING PRISM COLOR CEMENT GROUT (ALL COLORS) | Approved for use at Space Park
23602 | LATICRETE PERMACOLOR SELECT CEMENT GROUT | Approved for use at Space Park
23618 | TREMCO TREMFLASH (TF) SEALANT TAPE | Approved for use for Space Park.
23621 | ROYAL COATINGS COMPU RELEASE ADHESIVE | Approved for use at Space Park
23623 | TREMCO TREMSEAL PRO POLYURETHANE SEALANT | Restricted to outdoor use only
23632 | GREENFIELD PHARMCO (PRO-SAFE) 70% ISOPROPYL ALCOHOL | Approved for Use at Space Park
23646 | TARKETT JOHNSONITE 905 RELEASABLE ADHESIVE | Approved for use at Space Park
23647 | TARKETT JOHNSONITE 930 EPOXY CAULKING PART A/B 1:1 V | Approved for use at Space Park
23648 | BELL LABORATORIES CONTRAC ALL-WEATHER BLOX | Approved for use at Space Park.
23649 | TARKETT JOHNSONITE 960 COVE BASE ADHESIVE | Approved for use at Space Park
23650 | TARKETT JOHNSONITE 975 URETHANE ADHESIVE PART A/B 1:1 V | Approved for use at Space Park
23653 | XYPEX CONCENTRATE DS-1 CEMENTITIOUS CONCRETE WATERPROOFING | Approved for use at Space Park
23654 | XYPEX CONCENTRATE DS-2 CEMENTITIOUS CONCRETE WATERPROOFING | Approved for use at Space Park
23656 | INNOSTAR KINGSPAN (NS) NON-SKINNING BUTYL SEALANT | Approved for use at Space Park
23668 | BASF MASTERTOP GP 500 EPOXY COATING CLEAR A/B 2:1 V | Off hour use only if building occupied.
23673 | BASF MASTERTOP TC 504 PIGMENTED EPOXY COATING A/B 2:1 V | Use away from ventilation intakes.
23771 | CUSTOM BUILDING PROLITE PREMIUM LARGE FORMAT TILE MORTAR | Approved for use at Space Park
23832 | TREMCO SOLARGARD HY-BUILD SCC MEDIUM BRONZE COATING | Approved for use at Space Park.
23833 | TREMCO SOLARGARD RUST PRIMER WB COATING | Approved for use at Space Park.
23847 | TENNANT ECO-CRETE SL FLOORING SYSTEM PART A/B/C 1:1:1 W | Restricted to mixing outdoors and applied during off-hours.
23878 | SHERWIN B42B81 PRO INDUSTRIAL WB ACRYLIC DRYFALL FLAT BLACK | Approved for use at Space Park.
23927 | US MIX HUB PREMIUM GOLD FORM RELEASE | Approved for use at Space Park.
23928 | US MIX HUB ALL RESIN CLEAR CURE | Approved for use at Space Park.
23941 | XYPEX PATCH N PLUG | Mix outdoors away from ventilation intakes and reactive with strong acids.
23942 | BASF MASTERTOP VB 240FS PART A/B 1:1 V CLEAR | Approved for use at Space Park.
23945 | KEY 502 EPOXY PRIMER RESIN/HARDENER A/B 2:1 V | Approved for use at Space Park.
23946 | KEY 108 EPOXY TERRAZZO MATRIX RESIN/HARDENER A/B 5:1 V | Approved for use at Space Park.
23947 | KEY 580 FLEXIBLE EPOXY COATING RESIN/HARDENER A/B 1:1 V | Approved for use at Space Park.
23948 | US MINERAL CAFCO 300 SPRAY-APPLIED FIRE RESISTIVE MATERIAL | Approved for use at Space Park.
23954 | SHERWIN B20T2654 PROMAR 200 ZERO VOC LATEX EG DEEP BASE | Approved for use at Space Park
23955 | LEGEND PROCHEM E827 OLEFIN PRE-CLEAN/WATER 0.05:1 V | Approved for use at Space Park.
23956 | US MINERAL ISOLATEK QWIK-SET ACEELERATOR FOR SFRM | Approved for use at Space Park.
23959 | PPG LC-130 LIQUID NAILS SUPER CAULK WINDOW AND DOOR CLEAR | Use with adequate ventilation.
24008 | INTERNATIONAL CHEMTEX B-847 WATER TREATMENT ADDITIVE | Approve for use at Space Park.
24014 | SHERWIN WILLIAMS B71Y1 DTM WASH PRIMER YELLOW/GREEN | Approved for use at Space Park.
24098 | CHEM PRO CPL4078 LIQUID CHLORINE 12% | Approved for use at Space Park
24111 | BASF MASTERTOP TC 683 LO FLOORING TOPCOAT A/B 1:1 V | Application restricted to off hour use only.
24114 | CARBOLINE 0400S1NL SURFACE CLEANER 3 | Approved for use at Space Park.
24115 | CARBOLINE 8116S1NL GALOSEAL WB INDUSTRIAL COATING | Approved for use at Space Park.
24123 | SHERWIN B58T624/B58V620 MACROPOXY 646-100 FAST CURE 1:1 V WH | Restricted to 1 5 gallon container indoors.
24129 | SIKA SIKASIL GP HI TEMP RED SEALANT | Approved for use at Space Park.
24163 | FIBERLOCK ABC ASBESTOS BINDING COMPOUND (ALL COLORS) | Approved for use at Space Park
24168 | ARAMSCO CHEMSAFE RAM-TACK SPRAY ADHESIVE AEROSOL | Restricted to 1 container inside the building.
24169 | ECOBOND LEAD DEFENDER PRO | Approved for Space Park
24181 | RUST-OLEUM ME326 KRUD KUTTER METAL CLEAN AND ETCH | Approved for Space Park.
24211 | DUNN-EDWARDS SPMA40 SUPREMA LOW SHEEN PAINT | APPROVED FOR USE AT SPACE PARK
24217 | AERVOE 200 CLEAR MARKING COAT AEROSOL | FIRE - Denied for use at Space Park
24218 | WD-40 SPECIALIST DEGREASER INDUSTRIAL STRENGTH AEROSOL | Approved for Use at Space Park
24260 | CUSTOM BUILDING AQUA MIX SEALER AND COATING REMOVER | Restricted for use per Environmental
24272 | AQUA-SERV 5425N CLEANER | Approve for use at Space Park.
24273 | AQUA-SERV 4492D COOLING WATER TREATMENT | Approved for use at Space Park
24274 | AQUA-SERV 8413D CLOSED LOOP TREATMENT | Approved for outdoor use only and away from ventilation intakes.
24276 | CARGILL DIAMOND CRYSTAL SOLAR NATURALS SALT CRYSTALS | Approved for use at Space Park
24277 | AQUA-SERV 8548 CLOSED LOOP TREATMENT | Approved for outdoor use.
24278 | AQUA-SERV ACID 750 SULFURIC ACID | Approved for outdoor use.
24286 | SYNGENTA ADVION COCKROACH GEL BAIT | If product is used indoors it must be applied during off-hours.
24288 | MCLAUGHLIN NYGUARD IGR CONCENTRATE | If product is used indoors it must be applied during off-hours.
24290 | 3M HI-STRENGTH 90CA AEROSOL LOW 25% VOC SPRAY ADHESIVE | Approved for Space Park & Palmdale
24297 | DUNN EDWARDS SWLL-10 SPARTAWALL FLAT PAINT | Approved for use at Space Park.
24301 | BASF PT ULTRACIDE PRESSURIZED FLEA INSECTICIDE | If product is used indoors it must be applied during off-hours.
24308 | LONZA ULTRA PURE HYDRAZINE | Restricted to Building 67 given the hazards of this product.
24317 | STONHARD STONLUX ESD RESIN/AMINE/AGGREGATE 1:1:1 W | Approved for use at Space Park.
24325 | KOST USA ACHIEVAL FRH 200 FIRE RESISTANT HYDRAULIC FLUID | Approved for use at Space Park.
24348 | SPECCHEM SC MULTIPURPOSE GROUT | Restricted to mixing outdoors; PD- HBA Inc.
24374 | TECHNICAL 5594 JOHNSENS JACK OIL | Approved for use at Space Park.
24375 | KLUBER KLUBERALFA GR Y VAC 3 LUBRICANT | Approved for use at Space Park.
24376 | OMNI WATERPROOF GREEN GREASE NO 2 | Approved for use at Space Park.
24377 | PROCTER AND GAMBLE ULTRA DAWN ORIGINAL | Approved for use at Space Park.
24378 | WACKER 60003071 SILICONE PASTE P | Approved for use at Space Park.
24384 | SIMIX SMX 2200-5 MULTI-SURFACE KITCHEN DEGREASER | Approved for Space Park/Palmdale - ensure eye wash and shower in area of use
24410 | COMSTAR CI-POE-A/C-32 SYNTHETIC POLYOL ESTER LUBRICANT OIL | Approved for use at Space Park.
24435 | SWIFT RESPONSE FLEX SEAL CLEAR SPRAY AEROSOL | Space Park Site - Ensure adequate ventilation and off-hour use only
24438 | SHERWIN B71S200 BOND-PLEX WATER BASED COATING ALUMINUM | Approved for use at Space Park.
24441 | CARDINAL CHLOROPICRIN WARNING AGENT INSECTICIDE | Approved for use at Space Park.
24486 | HILTI CP 620 FIRESTOP FOAM A/B 2:1 V | Approved for use at Space Park
24498 | 3M FIRE BARRIER RATED FOAM FIP 1-STEP PART A/B 1:1 V | Approved for Use at Space Park
24545 | SIKA LEVEL SKIMCOAT FAST SETTING CEMENT BASED COMPOUND | Mix outdoors away from ventilation intakes.
24567 | EARTHSAFE PURTABS DISINFECTANT TABLETS | Approved for use at Space Park and Palmdale
24581 | CLOROX PLUS TILEX MOLD AND MILDEW REMOVER | Approved for Space Park Use
24595 | MAINTEX 1462 RETALIATE DISINFECTANT CLEANER | Approved for Space Park use
24814 | SIKA SIKATOP 123 PLUS NON-SAG MORTAR PART A/B 1:1 V | Approved for outdoor use only.
24815 | SHERWIN A5W651 SHERLASTIC ELASTOMERIC MASONRY COATING WHITE | Approved for use at Space Park
24825 | ENVIRO-ONE ENVIRO-ONE MULTI-PURPOSE CLEANER | Approved for use at Space Park.
24826 | STATE INDUSTRIAL DEFENDER II METAL PRIMER | Approved for Space Park use
24834 | NU-CALGON PENETRATE HD LUBRICANT AEROSOL | Approved for use at Space Park with sufficient ventilation.
24849 | CHEVRON 230002 OPEN GEAR GREASE | Approved for use at Space Park
24852 | AMSOIL HEAVY DUTY SYNTHETIC DIESEL OIL | Approved for Space Park.
24854 | EXXON MOBIL BOBCAT HYDRAULIC OIL 15 SPECIAL | Approved for use at Space Park.
24861 | SHERWIN B80W501/B80V500 SHER-LOXANE 800 A/B 4:1 V EXT WHITE | Approved for Space Park use
24866 | ACE CHEMICAL 9380 JUSTEQ07 MICROBIOCIDE | Approved for Space Park
24876 | TENNANT ECO-MVR 100 MOISTURE VAPOR REDUCER COATING 2.1:1 V | Approved for use at Space Park.
24877 | TENNANT ECO-FLEX FLEXIBLE EPOXY PRIMER COAT PART A/B 1:1 V | Approved for use at Space Park.
24878 | TENNANT ECO-TCP THICK COAT POLYASPARTIC TOPCOAT A/B 1.5:1 V | Approved for use at Space Park
24892 | RUST-OLEUM V2117838 GLOSS BRIGHT GALVINIZNG COMPOUND AEROSOL | Space Park - approved for outdoor use only.
24901 | RUST-OLEUM 7776830 FLAT BLACK AEROSOL TOPCOAT | Restricted to off-hour use only.
24902 | IDEALSEAL MS600 INSTANT GRAB ADHESIVE SEALANT | Approved for use at Space Park.
24903 | FRANKLIN 4319B TITEBOND ADVANCED POLYMER PANEL ADHESIVE | Approved for use at Space Park.
24909 | MICROBIAL RESTORATION F.O.G. CONCENTRATE | Approved for use at Space Park.
24910 | MICROBIAL RESTORATION SURFACE | Approved for use at Space Park.
24936 | CIM INDUSTRIES 61TN EPOXY PRIMER RESIN/HARDENER 1:1 V | Restricted to outdoor use only.
25011 | ROPPE EXCELSIOR USD-810 URETHANE WET SET ESD ADHESIVE 1:1 V | Approved for use at Space Park and Palmdale
25068 | TREMCO 470070/470060 PUMA PRIMER/INITATOR 1:1 V | Approved for Space Park Use
25069 | TREMCO 470373 PUMA BC R BASE COAT ROLLER GRADE | Ensure adequate ventilation in the area and exhausted outodoors.
25070 | TREMCO 470718 PUMA TC TOP COAT GRAY | Approved for Space Park use
25072 | TREMCO 965878C323 DYMONIC 100 ANODIZED ALUMINUM SEALANT | Use in outdoor locations only away from ventilation intakes. Seal intakes.
25095 | TREMCO VULKEM 950 NF BEIGE TOPCOAT/CATALYST 3.25:0.95 V | Restricted to outdoor use only and away from ventilation intakes
25096 | TREMCO VULKEM 350 NF R COATING | Restricted to outdoor use only and away from ventilation intakes.
25122 | TREMCO 876450309 TREMSEAL PRO WHITE SEALANT | Restricted to outdoor use only and away from ventilation intakes.
25134 | TREMCO TREMPRIME VB PRIMER PART A/B 2:1 V | Approved for use at Space Park.
25160 | CARBOLINE CARBOGUARD 1340 WB PRIMER PART A/B 2:1 V | Space Park - Use in outdoor locations only.
25161 | CARBOLINE CARBOSEAL 985 FLOOR COATING PART A/B 1:1 V | Space Park - Restricted to outdoor use only.
25163 | CARBOLINE CARBOTHANE 134 MC PART A/B 4:1 V | Restricted to outdoor use only or off-hours use with ventilation.
25164 | CARBOLINE NON-SKID FILLER NO 1 | Approved for use at Space Park.
25215 | CLOROX DISINFECTING BLEACH 2 | Approved for use at Space Park
25259 | DIAMONDSTONE DIAMONDSLURRY ESD TOPCOAT A/B 1:1 V | Approve for use at Space Park
25273 | DIAMONDSTONE DIAMOND-VRS PRIMER CLEAR A/B 1:1 V | Approved for use at Space Park.
25274 | DIAMONDSTONE DIAMOND-EPRIME EPOXY PRIMER A/B 1:1 V | Approved for use at Space Park.
25275 | DIAMONDSTONE DIAMOND-HD CLEAR MORTAR PART A/B 1:1 V | Restricted for use to off hours.
25276 | DIAMONDSTONE DIAMOND-HD TOPCOAT PART A/B 1:1 V | Approved for use at Space Park.
25277 | DIAMONDSTONE DIAMOND-VJF SEALANT PART A/B 1:1 V | Approved for use at Space Park
25283 | MAPEI MAPELASTIC AQUADEFENSE WATERPROOFING MEMBRANE | Approved for use at Space Park.
25291 | MAINTEX 1271 FOUNDATION CONCRETE SEALER | Approved for use at Space Park.
25294 | ARIZONA POLYMER APF EPOXY 400 RESIN SYSTEM PART A/B 2:1 V | Approved for use at Space Park.
25356 | AQUAPHOENIX BU5007-G BUFFER SOLUTION PH 7.00 | Approved for use at Space Park.
25449 | AIRGAS 001180 ARGON REFRIGERATED LIQUID | Restricted to 1 230 liter bottle for use
25452 | TYCO ANSUL ABC MULTI-PURPOSE DRY CHEMICAL AGENT | Approved for use at Space Park
25607 | MAPEI KERACOLOR-S SANDED GROUT | Approved for use outdoors
25687 | DOW GREAT STUFF WINDOW AND DOOR INSULATING FOAM SEALANT | Approved for use at Space Park.
25689 | NEWSTAR EVERSTRONG ES80 CONTACT ADHESIVE SPRAY CANISTER | Approved for use at Space Park
25724 | WESTPAC READY TEX (READY MIX TEXTURE) | Approved for use at Space Park.
25725 | HARRIS SAFETY SILV 34T CW FLUX CORED SILVER BRAZING ALLOY | Approved for use at Space Park.
25726 | WESTPAC CEILING TEXTURES (CONTRACTOR USE) | Approved for use at Space Park.
25727 | WESTPAC PREP COAT | Approved for use at Space Park.
25728 | WESTPAC SMOOTH COAT | Approved for use at Space Park.
25729 | WESTPAC FAST SET COMPOUNDS | Approved for use at Space Park.
25750 | GAF UNITED CLEANER CONCENTRATE/WATER DILUTED 1:10 V | Approved for use at Space Park.
25753 | GAF UNITED COATINGS ROOF MATE BASE COAT | Approved for use at Space Park
25754 | GAF UNITED COATINGS ROOF MATE TOP COAT | Approved for use at Space Park
25755 | GAF UNITED COATINGS SP PRIMER | Approved for use at Space Park.
25756 | TENSORGRIP L20 LOW VOC CONTACT ADHESIVE (CANISTER) | Restricted to one time use only. Use will be reviewed on a case by case basis.
25802 | SAKRETE 65200016/65200007 MAXIMIZER CONCRETE MIX | Approved for use at Space Park
25806 | SHERWIN B30W12651 PROMAR 200 ZERO VOC INT LATEX FLAT WHITE | approved for use at Space Park.
25815 | OWENS CORNING OCRA00020 TRULO ASPHALT | Approved for use at Space Park
25816 | SIKA SARNACOL AD BOARD ADHESIVE PART A/B 1:1 W | SPACE PARK - RESTRICTED TO OUTDOOR USE ONLY AND AWAY FROM VENTILATION INTAKES
25825 | TREMCO 36APPSM601 POWERPLY APP FR 1 SQ ROLL | Approved for use at Space Park.
25826 | TREMCO SOLARGARD 6083 FINISH COAT | Approved for Use at Space Park
25827 | TREMCO SOLARGARD ACRYLIC SEALER | Approved for use at Space Park
25828 | TREMCO TREMLASTIC S COATING | Approved for use at Space Park.
25858 | VELOBOND VELO 85 CONCRETE JOINT FILLER PART A/B 1:1 V | Restricted to 3-22 ounce tubes
25861 | S3 SHAW 4151 UNIVERSAL PRESSURE SENSITIVE ADHESIVE | Approved for use at Space Park.
25862 | SIKA SARNACOL 2163 BOARD ADHESIVE PART 1/2 1:1 V | Restricted to for outdoor use only
25863 | SIKA SIKALASTIC EP PRIMER RAPID PART A/B 1.7:1 V | Restricted Given solvent properties use out doors only.
25864 | SIKA SIKALASTIC-641 LO-VOC POLYURETHANE RESIN | Restricted to outdoor use only.
25884 | INTERPLASTIC CIPP ISO POLYESTER RESIN | Approved for use at Space Park.
25887 | SIKA SIKALASTIC-646 LO-VOC POLYURETHANE RESIN | Approved for use at Space Park.
25891 | HAMILTIN EXCELSIOR WB-600 WALL BASE ADHESIVE | Approved for use at Space Park.
25897 | CRAWFORD CVSP VINYL SPACKLING PASTE | Approved for use at Space Park
25912 | SHERWIN LX11W51 LOXON XP MASONRY COATING EXTRA WHITE | Approved for use at Space Park
25931 | CHEVRON DIESEL FUEL NO 1 | Approved for use at Space Park.
25932 | CHEVRON CLARITY HYDRAULIC OIL AW 32 46 68 100 | Approved for use at Space Park.
25934 | KB SLURRYPRO CDP FLUID ADDITIVE | Approved for use at Space Park.
25941 | RAINGUARD RAINGUARDPRO COOL COAT THERMAL COATING | Approved for use at Space Park.
25963 | TENNANT 60618 MEDIUM GRAY COLORANT | Approved for use at Space Park.
25965 | SHERWIN B66A1320 PRO-CRYL UNIVERSAL PRIMER MEDIUM GRAY | Approved for use at Space Park
25974 | OMNIPRO CR403 FIRE POWER HARD SURFACE CLEANER | Approved for Space Park Site use
25998 | BLUE WATER INDUSTRIES HOT MIX ASPHALT | Approved for use at Space Park.
26289 | SHERWIN B51W620 PREPRITE PROBLOCK PRIMER/SEALER WHITE | Approved for use at Space Park.
26292 | WYO-BEN ENVIROPLUG 8 BACKFILL MATERIAL | Restricted to mixing outdoors or if indoors saturate solids with water
26422 | SHERWIN B80W551/B80V500 SHER-LOXANE 800 A/B 4:1 V SG EXT WHT | Restricted to outdoor use only.
26445 | PPG AMERLOCK 2/AMERSHIELD VOC CUR/RES 1:1 GRAY RAL 7032 | Recommend as touch up paint only by brush application
26450 | RUST-OLEUM 365001/365005 SEAL-KRETE CLEAR SEAL | Approved for use at Space Park.
26468 | EVEREST 504598000 OPTICELL 3.0 POLYOL SYSTEM | CONTRACTOR USE ONLY AT Space Park
26472 | CHEMTRONICS OPTICPREP PRESATURATED WIPE 55NG20 | Approved for use at Space Park
26473 | FIBERLOCK SERPIMASTIC 2418 TROWELABLE/2419 SPRAYABLE COATING | Restricted to use under negative pressure containment.
26486 | ELGEN DUCT SEALER | Approved for use at Space Park.
26487 | DURO DYNE 5164 CCASA-WFTC ADHESIVE WEB FAST TACK AEROSOL | Restricted due to flammability - limit of one case of 12 cans on site at a time
26502 | STATICWORX STATBOND PRESSURE SENSITIVE ADHESIVE | Approved for use at Space Park.
26512 | CARBOLINE CARBOGUARD 1340 A/B/THINNER 76 1:1:0.2 V | Approved for use at Space Park.
26529 | MAKINO SHELL AVANIA EP GREASE | Approved for use at Space Park
26531 | CARBOLINE 0576S1NL THINNER 76 | Approved for use at Space Park.
26533 | CARBOLINE 0564S1NL THINNER 236 E | Approved for use at Space Park.
26598 | MAINTEX 2601585 CREME CLEANSER | Approved for use at Space Park
26665 | SHERWIN B20W12651 PROMAR 200 ZERO VOC LATEX EG EXTRA WHITE | Approved for use at Space Park.
26680 | DUR-A-FLEX POLY-CRETE COLOR-FAST RESIN/HARDENER/AGGR 1:1:1 W | REstrcited to mixing outdoors and away from ventilation intakes
26683 | DUR-A-FLEX POLY-CRETE SLB RESIN/HARDENER/AGGR 1:1:1 W | Restricted to mixing outdoors and away from ventilation intakes
26708 | SHERWIN B53T2254 PRO INDUSTRIAL WB URETHANE L-S BASE | APPROVED FOR USE AT SPACE PARK
26709 | SHERWIN LX02W50 LOXON CONCRETE AND MASONRY PRIMER/SEALER | Approved for use at Space Park
26713 | WF TAYLOR LOKWORX+ CARPET TILE ADHESIVE | Approved for use at Space Park.
26716 | UZIN UTZ NA NC886 PREMIUM SKIM AND REPAIR COMPOUND | restricted to mixing outdoors away from ventilation intakes.
26717 | UZIN UTZ NA NC888 PREMIUM PLUS TURBO PATCHING COMPOUND | restricted to mixing outdoors away from ventilation intakes.
26730 | VERSATILE PREMIUM PRESSURE SENSITIVE ADHESIVE FOR CARPET | Approved for use at Space Park
26731 | PINNACLE PREMIUM TRANSITIONAL PRESSURE SENSITIVE ADHESIVE | Appjroved for use at Space Park
26732 | STEADFAST CROSS LINK VCT ADHESIVE | Approved for use at Space Park.
26733 | SHAW 5100 CARPET TILE ADHESIVE | Approved for use at Space Park
26739 | WF TAYLOR LOKWORX RESILIENT ADHESIVE | Approved for use at Space Park
26743 | PAREXUSA LAHABRA EXTERIOR STUCCO COAT | Restricted to mixing outside and away from ventilation intakes. Space Park
26744 | BASF ACRYL 60 WATER-BASED ACRYLIC BONDING AND MODIFYING MIX | Approved for use at Space Park
26794 | BLUE DIAMOND MATERIALS ASPHALT PAVING MIXES | Approved for use at Space Park.
26796 | WELDCOTE METALS TIN AND LEAD SOLID SOLDER | Restricted to outdoor use only.
26805 | STONHARD STONCLAD TEXTURE 2 | Outdoor use only.
26823 | STONHARD STONCHEM 01811 THIXATROPE | Approved for use at Space Park.
26825 | STONHARD STONCHEM 57802 700/800 MORTAR COAT PART C | Restricted to mixing outdoors.
26826 | STONHARD 52104 STONCHEM TOPCOAT AMINE/RESIN 1:1 V | Use indoors with adequate ventilation.
26829 | STONHARD STONCHEM 52268 A/B 500 SERIES 1:1 V | Use indoors with adequate ventilations
26837 | CCI CHEMICAL CCI-6483 | Approved for use at Space Park.
26839 | INTERPLASTIC COREZYN CORVE8401 VINYL ESTER RESIN | Approved for use at Space Park.
26840 | LILLY-RAM PIGMENTED LOW VOC GELCOAT | Approved for use at Space Park.
26848 | OWENS CORNING CONT FILAMENT GLASS FIBER: ROVINGS DRY STRANDS | Approved for use at Space Park.
26851 | WEST PENETONE WEDAK CLEANER | Approved for use at Space Park.
26853 | CARBOLINE CARBOXANE 2100 FC PART A/B 4:1 | Restricted to use during off hours only
26874 | SIGMA-ALDRICH W291706 POLYSORBATE 80 | Approved for use at Space Park.
26875 | BRENNTAG CITRIC ACID ANHYDROUS | Approved for use at Space Park.
26955 | BP LUBRICANTS 451695 BRAYCOTE 601EF HIGH VACUUM GREASE | Approved for use at Space Park.
26975 | CHEMICAL GUYS ECOSMART WATERLESS CAR WASH/WAX READY TO USE | Approved for use at Space Park.
27012 | HACH 1442917 ACETONE | Approved for use at Space Park.
27050 | LUCAS OIL 10533 LUCAS WHITE LITHIUM GREASE NLGI 2 | Approved for use at Space Park
27059 | LEGEND CHEMSPEC ENZALL PROFESSIONAL CARPET CLEANER | Appjroved for use at Space Park.
27075 | CARBOLINE RUSTBOND PART A/B 1:1 V | Approved for use at Space Park.
27154 | DUR-A-FLEX ACCELERA EXT RESIN/HARDENER A/B 2:1 W | Approved for use in well ventilated area at Space Park.
27162 | DUR-A-FLEX ACCELERA BP | Approved for use at Space Park.
27191 | MAPEI KERACOLOR-U UNSANDED GROUT | Approved for use at Space Park.
27192 | MAPEI ULTRAFLEX 1 POLYMER MODIFIED MORTAR | Approved use at Space Park.
27193 | QUIKRETE PORTLAND CEMENT C9 DECK MUD | Approved for use at Space Park.
27220 | AQUAPHOENIX CA1119-A CALCIUM HARDNESS BUFFER | Approved for use at Space Park.
27221 | AQUAPHOENIX AEPH1605-A PHENOLPHTHALEIN INDICATOR SOLUTION | Approved for use at Space Park.
27222 | AQUAPHOENIX SA1555-B ALKALINITY TITRANT LOW | Approved for use at Space Park.
27223 | AQUAPHOENIX SA1595-B ALKALINITY TITRANT HIGH | Approved for use at Space Park.
27224 | AQUAPHOENIX AI6925-A TOTAL ALKALINITY INDICATOR | Approved for use at Space Park.
27225 | PALINTEST AQUAPHOENIX AD1582 ORGANOPHOSPHONATE 1 TABLETS | Approved for use at Space Park.
27226 | AQUAPHOENIX AD1596-DB ORGANOPHOSPHONATE TITRANT | Approved for use at Space Park.
27227 | AQUAPHOENIX CA1100-H CALCIUM HARDNESS INDICATOR POWDER | Approved for use at Space Park.
27229 | AMERIPOLISH DYE N SEAL WB DYE | Approved for use at Space Park.
27230 | PROSOCO 46068 CONSOLIDECK LS | Approved for use at Space Park.
27231 | PROSOCO 46073 CONSOLIDECK LSGUARD | Approved for use at Space Park.
27238 | FIRESTONE ELEVATE ULTRAPLY TPO MEMBRANE | Approved for use at Space Park.
27249 | ATLAS ROOFING ACFOAM-II ROOF INSULATION | Approved for use at Space Park.
27250 | FIRESTONE ELEVATE SINGLE-PLY LVOC BONDING ADHESIVE | Restricted to outdoor and exterior use only
27251 | FIRESTONE ELEVATE ULTRAPLY TPO CLEAR CUT EDGE SEALANT LVOC | Restricted to outdoor and exterior use only.
27255 | CARBOLINE THERMO-LAG E100 PART A/B 1:1 V | Approved for use at Space Park.
27258 | CARBOLINE 215PS1NL PLASITE THINNER 19 | Restricted to outdoor use only.
27259 | CARBOLINE CARBOMASTIC 94 MC PART A/B 1:1 V | Restricted to outdoor use only.
27266 | AQUAPHOENIX ND2270-B NITRITE TITRANT CAN SOLUTION | Approved for use at Space Park.
27268 | AQUAPHOENIX ND2272-B NITRITE TITRANT CAN SOLUTION | Approved for use at Space Park.
27278 | AQUAPHOENIX FE3144-A FERROIN INDICTATOR SOLUTION 30 ML | Approved for use at Space Park.
27279 | AQUAPHOENIX PC8025-B POTASSIUM CHROMATE INDICATOR SOL. 5 W/V | Approved for use at Space Park.
27280 | AQUAPHOENIX SN3410-B CHLORIDE TITRANT | Approved for use at Space Park.
27281 | AQUAPHOENIX ST5205-E STARCH ACID INDICATOR POWDER | Approved for use at Space Park.
27283 | AQUAPHOENIX CN9960-B CONDUCTIVITY NEUTRALIZING SOLUTION | Restricted to 12 ounces given highly flammable.
27284 | AQUAPHOENIX CS2000-Q CONDUCTIVITY STANDARD 2000 US/CM | Approved for use at Space Park.
27296 | MAGNAFLUX SKL-WP2 SPOTCHECK PENETRANT AEROSOL | Restricted due to flammability.
27303 | JOHNS MANVILLE JM SINGLE PLY MEMBRANE CLEANER (LOW VOC) | Restricted to one gallon.
27326 | LEGEND PROCHEM B103 FOAM SOLVENT CARPET SHAMPOO | Approved for use at Space Park.
27382 | BENJAMIN 7931X ADVANCE WB INTERIOR ALKYD SEMI-GLOSS BASE 1 | Approved for use at Space Park
27388 | MAPEI ULTRACARE GROUT SEALER | Approved for use at Space Park.
27409 | BASF 30628045 TERMIDOR HE HIGH EFFICIENCY TERMITICIDE | Approved for use at Space Park.
27411 | NISUS NIS-048 TIM-BOR PROFESSIONAL TERMITICIDE | Restricted to off hours use only.
27413 | RM LUCAS 8800 UNIVERSAL SINGLE-PLY ADHESIVE | Approved for use at Space Park.
27414 | KIRSCH BUILDING PRODUCTS SHARKSKIN ULTRA SA | Approved for use at Space Park.
27449 | QUIKRETE 8610/8611 CONCRETE ACRYLIC FORTIFIER/CONCENTRATE | Approved for use at Space Park.
27491 | EVEREST EVERCOAT EC COATING | Approved for use at Space Park.
27543 | DAP DYNAFLEX ULTRA ADVANCED EXTERIOR SEALANT CLEAR | Approved for use at Space Park.
27594 | ABB INSTALL PRODUCTS OCAL PVC PATCHING COMPOUND DARK GREY | Restricted for outdoor use.
27648 | HUNTINGTON INGALLS MH2200 SOLAR ABSORBER COATING | Restricted to 1 gallon due to flammability
27694 | DONGGUAN (SG01A) EDSRDUS HIGH VACUUM SEALING SILICONE GREASE | Approved for use at Space Park.
27718 | HENKEL 1690728 LOCTITE SF 7387 ACTIVATOR AEROSOL | Restricted to 16 ounces given flammability.
27753 | SIKA SIKALASTIC -320 NS WATERPROOFING MEMBRANE | Approved for use at Space Park.
27776 | ASHBURN CHEMICAL MIKE-O-CUT 87 CUTTING FLUID | Approved for use at Space Park
27777 | ASHBURN CHEMICAL MIKE-O-CUT LV CUTTING FLUID | Approved for use at Space Park
27783 | RECREATIONAL WATER 23606PTM POOL TIME PH UP | Approved for use at Space Park
27786 | CARBOLINE THERMO-LAG E100 S PART A/B 1:1 V | Restricted to outdoor use only.
27791 | SIKA SARNACOL OM BOARD ADHESIVE PART A/B 1:1 W | Restricted to outdoor use.
27822 | SIKA SARNACOL -2175 MEMBRANE ADHESIVE | Restricted to 10 gallons given extreme flammability and outdoor use only.
27827 | SIKA SARNACOL OM BOARD ADHESIVE WG PART A/B 1:1 W | Restricted to outdoor use only.
27828 | SIKA SARNACOL -2175 CLEANER | Approved for use at Space Park.
27829 | SIKA SARNAROOF MEMBRANE CLEANER 100 | Approved for use at Space Park.
27832 | SIKA VAPOR RETARDER PRIMER VC | Restricted to one 5 gallon container
27833 | SIKA SIKALASTOMER -65 ISOBUTYLENE-ISOPRENE COPOLYMER TAPE | Approved for use at Space Park
27899 | SIKA SIKADUR -55 SLV EPOXY RESIN SEALANT A/B 2:1 V | Approved for use at Space Park.
27926 | TREMCO 364600A 805 ROCK-IT ADHESIVE 5 GAL | Cover ventilation intakes carbon pads within 100 feet of use and must be sealed.
27930 | CHEMOURS OPTEON XP30 (R-514A) REFRIGERANT | Approved for oudoor use.
27937 | AQUA-SERV 8412N CLOSED LOOP TREATMENT | Approved for use at Space Park.
27938 | AQUA-SERV 5410-4 CLEANER | Approved for use at Space Park.
27954 | SHERWIN-WILLIAMS B51W1150 EXTREME BOND PRIMER WHITE | Approved for use at Space Park.
27955 | SHERWIN A89W3151 SUPERPAINT EXTERIOR LATEX SATIN EXTRA WHITE | Approved for use at Space Park.
27962 | AMERIPOLISH 3D SP E CONCRETE SEALER | Approved for use at Space Park.
27963 | AMERIPOLISH 3D HS CONCRETE DENSIFIER | Approved for use at Space Park.
28004 | KELTERITE HOT MIX ASPHALT TYPE III C3-PG64-10 | Approved for outdoor use at Space Park.
28006 | DIVERSIFIED ASPHALT OVERKOTE PAVEMENT SEALER | Approved for use at Space Park.
28011 | SVEVIA ROADMAX RMP-150-3 SEMI-GLOSS RED LATEX TRAFFIC PAINT | Approved for use at Space Park.
28012 | SVEVIA ROADMAX RMP-100-5 RAPID DRY BLACK LATEX TRAFFIC PAINT | Approved for use at Space Park.
28021 | SAVOGRAN TSP-PF 611N ALL PURPOSE HEAVY DUTY CLEANER | Approved for use at Space Park.
28051 | SHERWIN-WILLIAMS R7K111 LOW VOC THINNER NO. 1 FAST | Restricted given the flammability of the product.
28095 | WYO-BEN HYDROGEL MINERAL DRILLING FLUID | Use outdoors and wear appropriate respirators when mixing this product.
28097 | WYO-BEN ENVIROPLUG MEDIUM MINERAL ENVIRONMENTAL SEALANT | Approved for outdoor use and at least 25 feet from ventilation intakes.
28268 | SIKA SIKAFLEX -11 FC ADHESIVE AND SEALING COMPOUND | Ensure there is adequate ventialtion
28349 | FPPF CHEMICAL 90342 SBG SLUDGE BE GONE | Approved for use at Space Park.
28352 | CALPORTLAND PORTLAND CEMENT ASTM 150 | Approved for outdoor use only.
28459 | SHERWIN TM2321 HOTLINE FAST DRY WB TRAFFIC PAINT YELLOW LL | Approved for outdoor use only.
28460 | SHERWIN TM2320 HOTLINE FAST DRY WB TRAFFIC PAINT WHITE LL | Approved for outdoor use only.
28470 | OATEY 32166 ORANGE LAVA CPVC CUT-IN CEMENT | Restricted to outdoor use only.
28471 | OATEY 31912 FLOWGUARD GOLD MED YELLOW ALL WEATHER 1-STEP | Restricted due to being extremely flammable and outdoor use only.
28502 | NISUS NIS-008 BORA-CARE TERMICIDE | Restricted to off-hour use. Allow 24 hours prior to reoccupancy.